## Takeoff
Bank of America - Broomfield, CO (CO1-111) - Organized Partition Takeoff Estimator - Div. 05 / Div. 09
Bid set: 2025.08.26_CO1-111_Broomfield_PERMIT SET_BID SET.pdf (94 pages, rev. IF Permit 08/26/2025). Net quantities; waste in its own cells below. Status: [CONFIRMADO]/[DERIVADO]/[PENDIENTE].
Partition / Scope | Detail sequence (plan -> detail -> detail of detail -> schedule) | Status / derivation | Length (LF) | Height (FT) | Layers | Stud O.C. (in) | Stud rows | Extra studs (ea) | Side 1 board height (FT) | Side 1 layers | Side 2 board height (FT) | Side 2 layers | Openings deduct (SF per face) | 6" Metal Stud (LF) | 3-5/8" Metal Stud (LF) | 1-5/8" Metal Stud (LF) | 2-1/2" Metal Stud (LF) | 6" parapet stud (LF) | Bottom track (LF) | Top / deflection track (LF) | Header / box beam (LF) | Sill track (LF) | Bracing C.R. channel 1-1/2" (LF) | 5/8" Gyp Board regular (SF) | 5/8" Gyp MOISTURE RESISTANT (SF) | 3/8" Gyp Board (SF) | 5/8" EXTERIOR gyp sheathing (SF) | 5/8" glass mat sheathing (SF) | FRT plywood (SF) | Ballistic panel 3/8" UL752 fiberglass (SF) | FRP-1 (SF) | Durock / cement board (SF) | Batt insulation (SF) | FRT blocking (LF) | Metal trim - corner bead / casing / shadow molding (LF) | Acoustical sealant (LF) | Furring channel 7/8" (LF) | Carrying channel 1-1/2" (LF) | Hanger wire 12 GA (LF) | Track de ceilings / soffits (LF) | Framed openings MEP / recessed (EA) | Level 5 finish (SF) | Demolition (SF) | Labor (Hrs) | Notes / RFI
TYPE / SCOPE: A1
W-06 A1 - Corridor 111 east / Electrical 120 + NER 121 west. side 1 (111): 1 layer 5/8" GWB to 9.0 ft ¦ side 2 (120): 1 layer 5/8" GWB to 13.052 ft (ceiling + 6", 3/A12.01; open-to-structure face to deck) | A02.01 -> 3/A12.01 (A1 & A5) -> S5.20 METAL STUD PROPERTIES (362S137-33 @16") -> A04.01 (ceiling per face) ¦ zone LOW (S2.20 B.O.D. 13'-0 5/8" high end) | [DERIVADO] L = vector faces A02.01 (band 119-121; tags A1@1214,1406 + A1@1220,1515) / 18 pt/ft; H = 13.052 = 13'-0 5/8" - 0'-0" | 17.06 | 13.052 | 2 | 16 | 1 | 2 | 9 | 1 | 13.052 | 1 | 0 |  | 208.832 |  |  |  | 17.06 | 17.06 |  |  | 51.18 | 376.2071 | [8 empty] | 222.6671 |  |  | 34.12 | [8 empty] | 1 1/2" C.R. channel @48" O.C. (S5.20 F. BRIDGING AND BRACING): floor(13.052/4)=3 lines
W-01 A1 - Calling Cubes 122 north / Waiting 104. side 1 (122): 1 layer 5/8" GWB to 9.0 ft ¦ side 2 (104): 1 layer 5/8" GWB to 11.5 ft (ceiling + 6", 3/A12.01; open-to-structure face to deck) | A02.01 -> 3/A12.01 (A1 & A5) -> S5.20 METAL STUD PROPERTIES (362S137-33 @16") -> A04.01 (ceiling per face) ¦ zone HI (S2.20 B.O.D. 15'-4 1/2") | [DERIVADO] L = vector faces A02.01 (band 31-34; tag A1@1383,996) / 18 pt/ft; H = 15.375 = 15'-4 1/2" - 0'-0" | 16.42 | 15.375 | 2 | 16 | 1 | 2 | 9 | 1 | 11.5 | 1 | 0 |  | 246 |  |  |  | 16.42 | 16.42 |  |  | 49.26 | 336.61 | [8 empty] | 252.4575 |  |  | 32.84 | [8 empty] | 1 1/2" C.R. channel @48" O.C. (S5.20 F. BRIDGING AND BRACING): floor(15.375/4)=3 lines
W-05 A1 - Calling Cubes 122 south / Break Room 118 north. side 1 (122): 1 layer 5/8" GWB to 9.0 ft ¦ side 2 (118): 1 layer 5/8" GWB to 9.0 ft (ceiling + 6", 3/A12.01; open-to-structure face to deck) | A02.01 -> 3/A12.01 (A1 & A5) -> S5.20 METAL STUD PROPERTIES (362S137-33 @16") -> A04.01 (ceiling per face) ¦ zone LOW (S2.20 B.O.D. 13'-0 5/8" high end) | [DERIVADO] L = vector faces A02.01 (band 50; tag A1@1376,1296) / 18 pt/ft; H = 13.052 = 13'-0 5/8" - 0'-0" | 15.23 | 13.052 | 2 | 16 | 1 | 2 | 9 | 1 | 9 | 1 | 0 |  | 195.78 |  |  |  | 15.23 | 15.23 |  |  | 45.69 | 274.14 | [8 empty] | 198.782 |  |  | 30.46 | [8 empty] | 1 1/2" C.R. channel @48" O.C. (S5.20 F. BRIDGING AND BRACING): floor(13.052/4)=3 lines
W-09 A1 - Work Room 119 north / Cash Window 116. side 1 (116): 1 layer 5/8" GWB to 9.5 ft ¦ side 2 (119): 1 layer 5/8" GWB to 9.0 ft (ceiling + 6", 3/A12.01; open-to-structure face to deck) | A02.01 -> 3/A12.01 (A1 & A5) -> S5.20 METAL STUD PROPERTIES (362S137-33 @16") -> A04.01 (ceiling per face) ¦ zone LOW (S2.20 B.O.D. 13'-0 5/8" high end) | [DERIVADO] L = vector faces A02.01 (band 62; tag A1@1740,1471) / 18 pt/ft; H = 13.052 = 13'-0 5/8" - 0'-0" | 8.17 | 13.052 | 2 | 16 | 1 | 2 | 9.5 | 1 | 9 | 1 | 0 |  | 130.52 |  |  |  | 8.17 | 8.17 |  |  | 24.51 | 151.145 | [8 empty] | 106.6348 |  |  | 16.34 | [8 empty] | 1 1/2" C.R. channel @48" O.C. (S5.20 F. BRIDGING AND BRACING): floor(13.052/4)=3 lines
W-07 A1 - Break Room 118 north / FCAM (door 118A). side 1 (STRIP): 1 layer 5/8" GWB to 9.5 ft ¦ side 2 (118): 1 layer 5/8" GWB to 9.0 ft (ceiling + 6", 3/A12.01; open-to-structure face to deck) | A02.01 -> 3/A12.01 (A1 & A5) -> S5.20 METAL STUD PROPERTIES (362S137-33 @16") -> A04.01 (ceiling per face) ¦ zone LOW (S2.20 B.O.D. 13'-0 5/8" high end) | [DERIVADO] L = vector faces A02.01 (band 54,55; tag A1@1540,1335) / 18 pt/ft; H = 13.052 = 13'-0 5/8" - 0'-0" | 5.11 | 13.052 | 2 | 16 | 1 | 6 | 9.5 | 1 | 9 | 1 | 24 |  | 143.572 |  |  |  | 2.11 | 5.11 |  |  | 15.33 | 46.535 | [8 empty] | 66.6957 |  |  | 10.22 | [8 empty] | 1 1/2" C.R. channel @48" O.C. (S5.20 F. BRIDGING AND BRACING): floor(13.052/4)=3 lines
W-04 A1 - Corridor 111 north end (door 111). side 1 (111): 1 layer 5/8" GWB to 9.0 ft ¦ side 2 (103): 1 layer 5/8" GWB to 12.0 ft (ceiling + 6", 3/A12.01; open-to-structure face to deck) | A02.01 -> 3/A12.01 (A1 & A5) -> S5.20 METAL STUD PROPERTIES (362S137-33 @16") -> A04.01 (ceiling per face) ¦ zone HI (S2.20 B.O.D. 15'-4 1/2") | [DERIVADO] L = vector faces A02.01 (band 45,46; tag A1@1147,1253) / 18 pt/ft; H = 15.375 = 15'-4 1/2" - 0'-0" | 5 | 15.375 | 2 | 16 | 1 | 6 | 9 | 1 | 12 | 1 | 24 |  | 169.125 |  |  |  | 2 | 5 |  |  | 15 | 57 | [8 empty] | 76.875 |  |  | 10 | [8 empty] | 1 1/2" C.R. channel @48" O.C. (S5.20 F. BRIDGING AND BRACING): floor(15.375/4)=3 lines
W-02 A1 - MW01 printer recess - east side. side 1 (122): 1 layer 5/8" GWB to 9.0 ft ¦ side 2 (103): 1 layer 5/8" GWB to 12.0 ft (ceiling + 6", 3/A12.01; open-to-structure face to deck) | A02.01 -> 3/A12.01 (A1 & A5) -> S5.20 METAL STUD PROPERTIES (362S137-33 @16") -> A04.01 (ceiling per face) ¦ zone HI (S2.20 B.O.D. 15'-4 1/2") | [DERIVADO] L = vector faces A02.01 (lw1.2 faces x1271.16/1278.48; tag A1@1299,1000) / 18 pt/ft; H = 15.375 = 15'-4 1/2" - 0'-0" | 3.12 | 15.375 | 2 | 16 | 1 | 2 | 9 | 1 | 12 | 1 | 0 |  | 92.25 |  |  |  | 3.12 | 3.12 |  |  | 9.36 | 65.52 | [8 empty] | 47.97 |  |  | 6.24 | [8 empty] | 1 1/2" C.R. channel @48" O.C. (S5.20 F. BRIDGING AND BRACING): floor(15.375/4)=3 lines
W-03 A1 - MW01 printer recess - south side. side 1 (122): 1 layer 5/8" GWB to 9.0 ft ¦ side 2 (103): 1 layer 5/8" GWB to 12.0 ft (ceiling + 6", 3/A12.01; open-to-structure face to deck) | A02.01 -> 3/A12.01 (A1 & A5) -> S5.20 METAL STUD PROPERTIES (362S137-33 @16") -> A04.01 (ceiling per face) ¦ zone HI (S2.20 B.O.D. 15'-4 1/2") | [DERIVADO] L = vector faces A02.01 (band 36; tag A1@1246,1063) / 18 pt/ft; H = 15.375 = 15'-4 1/2" - 0'-0" | 2.02 | 15.375 | 2 | 16 | 1 | 2 | 9 | 1 | 12 | 1 | 0 |  | 76.875 |  |  |  | 2.02 | 2.02 |  |  | 6.06 | 42.42 | [8 empty] | 31.0575 |  |  | 4.04 | [8 empty] | 1 1/2" C.R. channel @48" O.C. (S5.20 F. BRIDGING AND BRACING): floor(15.375/4)=3 lines
W-08 A1 - Calling Cubes east line - stub to Break Room. side 1 (118): 1 layer 5/8" GWB to 9.0 ft ¦ side 2 (STRIP): 1 layer 5/8" GWB to 9.5 ft (ceiling + 6", 3/A12.01; open-to-structure face to deck) | A02.01 -> 3/A12.01 (A1 & A5) -> S5.20 METAL STUD PROPERTIES (362S137-33 @16") -> A04.01 (ceiling per face) ¦ zone LOW (S2.20 B.O.D. 13'-0 5/8" high end) | [DERIVADO] L = vector faces A02.01 (band 129; tag A1@1508,1342) / 18 pt/ft; H = 13.052 = 13'-0 5/8" - 0'-0" | 1.73 | 13.052 | 2 | 16 | 1 | 2 | 9 | 1 | 9.5 | 1 | 0 |  | 65.26 |  |  |  | 1.73 | 1.73 |  |  | 5.19 | 32.005 | [8 empty] | 22.58 |  |  | 3.46 | [8 empty] | 1 1/2" C.R. channel @48" O.C. (S5.20 F. BRIDGING AND BRACING): floor(13.052/4)=3 lines
TYPE / SCOPE: A5
W-13 A5 - Calling Cubes 122 east / Central Zone - HI zone part (north of grid B). side 1 (122): 1 layer 5/8" GWB to 9.0 ft ¦ side 2 (103): 1 layer 5/8" GWB to 12.0 ft (ceiling + 6", 3/A12.01; open-to-structure face to deck) | A02.01 -> 3/A12.01 (A1 & A5) -> S5.20 METAL STUD PROPERTIES (600S137-33) -> A04.01 (ceiling per face) ¦ zone HI (S2.20 B.O.D. 15'-4 1/2") | [DERIVADO] L = vector faces A02.01 (band 128; tag A5@1544,1118) / 18 pt/ft; H = 15.375 = 15'-4 1/2" - 0'-0" | 14.98 | 15.375 | 2 | 16 | 1 | 2 | 9 | 1 | 12 | 1 | 0 | 230.625 |  |  |  |  | 14.98 | 14.98 |  |  | 44.94 | 314.58 | [8 empty] | 230.3175 |  |  | 29.96 | [8 empty] | 1 1/2" C.R. channel @48" O.C. (S5.20 F. BRIDGING AND BRACING): floor(15.375/4)=3 lines
W-11 A5 - Calling Cubes 122 west / Office 5-6 corridor side. side 1 (103): 1 layer 5/8" GWB to 12.0 ft ¦ side 2 (122): 1 layer 5/8" GWB to 9.0 ft (ceiling + 6", 3/A12.01; open-to-structure face to deck) | A02.01 -> 3/A12.01 (A1 & A5) -> S5.20 METAL STUD PROPERTIES (600S137-33) -> A04.01 (ceiling per face) ¦ zone HI (S2.20 B.O.D. 15'-4 1/2") | [DERIVADO] L = vector faces A02.01 (band 115-117; tag A5@1209,1128) / 18 pt/ft; H = 15.375 = 15'-4 1/2" - 0'-0" | 10.59 | 15.375 | 2 | 16 | 1 | 2 | 12 | 1 | 9 | 1 | 0 | 169.125 |  |  |  |  | 10.59 | 10.59 |  |  | 31.77 | 222.39 | [8 empty] | 162.8212 |  |  | 21.18 | [8 empty] | 1 1/2" C.R. channel @48" O.C. (S5.20 F. BRIDGING AND BRACING): floor(15.375/4)=3 lines
W-13B A5 - Calling Cubes 122 east / Central strip - LOW zone part (south of grid B). side 1 (122): 1 layer 5/8" GWB to 9.0 ft ¦ side 2 (STRIP): 1 layer 5/8" GWB to 9.5 ft (ceiling + 6", 3/A12.01; open-to-structure face to deck) | A02.01 -> 3/A12.01 (A1 & A5) -> S5.20 METAL STUD PROPERTIES (600S137-33) -> A04.01 (ceiling per face) ¦ zone LOW (S2.20 B.O.D. 13'-0 5/8" high end) | [DERIVADO] L = vector faces A02.01 (band 128 split at grid B y1244.4) / 18 pt/ft; H = 13.052 = 13'-0 5/8" - 0'-0" | 4.02 | 13.052 | 2 | 16 | 1 | 2 | 9 | 1 | 9.5 | 1 | 0 | 91.364 |  |  |  |  | 4.02 | 4.02 |  |  | 12.06 | 74.37 | [8 empty] | 52.469 |  |  | 8.04 | [8 empty] | 1 1/2" C.R. channel @48" O.C. (S5.20 F. BRIDGING AND BRACING): floor(13.052/4)=3 lines
W-14 A5 - Break Room 118 east / Cash Window - FCAM (south to door 116). side 1 (118): 1 layer 5/8" GWB to 9.0 ft ¦ side 2 (116): 1 layer 5/8" GWB to 9.5 ft (ceiling + 6", 3/A12.01; open-to-structure face to deck) | A02.01 -> 3/A12.01 (A1 & A5) -> S5.20 METAL STUD PROPERTIES (600S137-33) -> A04.01 (ceiling per face) ¦ zone LOW (S2.20 B.O.D. 13'-0 5/8" high end) | [DERIVADO] L = vector faces A02.01 (band 139; tag A5@1650,1409) / 18 pt/ft; H = 13.052 = 13'-0 5/8" - 0'-0" | 3.28 | 13.052 | 2 | 16 | 1 | 2 | 9 | 1 | 9.5 | 1 | 0 | 78.312 |  |  |  |  | 3.28 | 3.28 |  |  | 9.84 | 60.68 | [8 empty] | 42.8106 |  |  | 6.56 | [8 empty] | 1 1/2" C.R. channel @48" O.C. (S5.20 F. BRIDGING AND BRACING): floor(13.052/4)=3 lines
W-12 A5 - Corridor 111 east - stub north of door 122. side 1 (111): 1 layer 5/8" GWB to 9.0 ft ¦ side 2 (122): 1 layer 5/8" GWB to 9.0 ft (ceiling + 6", 3/A12.01; open-to-structure face to deck) | A02.01 -> 3/A12.01 (A1 & A5) -> S5.20 METAL STUD PROPERTIES (600S137-33) -> A04.01 (ceiling per face) ¦ zone LOW (S2.20 B.O.D. 13'-0 5/8" high end) | [DERIVADO] L = vector faces A02.01 (band 118; tag A5@1264,1240) / 18 pt/ft; H = 13.052 = 13'-0 5/8" - 0'-0" | 0.97 | 13.052 | 2 | 16 | 1 | 2 | 9 | 1 | 9 | 1 | 0 | 52.208 |  |  |  |  | 0.97 | 0.97 |  |  | 2.91 | 17.46 | [8 empty] | 12.6604 |  |  | 1.94 | [8 empty] | 1 1/2" C.R. channel @48" O.C. (S5.20 F. BRIDGING AND BRACING): floor(13.052/4)=3 lines
TYPE / SCOPE: B
W-23 B - Electrical 120 + NER 121 east / Break Room (doors 120,121). each side: 1 layer 5/8" GWB full height to underside of structure (1/A12.01) | A02.01 -> 1/A12.01 (B, B2) -> S5.20 METAL STUD PROPERTIES (362S137-33 @16") -> S2.20 (B.O.D.) ¦ zone LOW (S2.20 B.O.D. 13'-0 5/8" high end) | [DERIVADO] L = vector faces A02.01 (band 123-126; tag B@1401,1583) / 18 pt/ft; H = 13.052 = 13'-0 5/8" - 0'-0" | 13.74 | 13.052 | 2 | 16 | 1 | 10 | 13.052 | 1 | 13.052 | 1 | 42 |  | 287.144 |  |  |  | 7.74 | 13.74 |  |  | 41.22 | 274.669 | [8 empty] | 179.3345 |  |  | 54.96 | [8 empty] | 1 1/2" C.R. channel @48" O.C. (S5.20 F. BRIDGING AND BRACING): floor(13.052/4)=3 lines
W-24 B - Janitor 112 + Storage 117 south / Wellness 115 north. each side: 1 layer 5/8" GWB full height to underside of structure (1/A12.01) | A02.01 -> 1/A12.01 (B, B2) -> S5.20 METAL STUD PROPERTIES (362S137-33 @16") -> S2.20 (B.O.D.) ¦ zone LOW (S2.20 B.O.D. 13'-0 5/8" high end) | [DERIVADO] L = vector faces A02.01 (band 65-67; tag B@1102,1607) / 18 pt/ft; H = 13.052 = 13'-0 5/8" - 0'-0" | 11.73 | 13.052 | 2 | 16 | 1 | 2 | 13.052 | 1 | 13.052 | 1 | 0 |  | 156.624 |  |  |  | 11.73 | 11.73 |  |  | 35.19 | 306.1999 | [8 empty] | 153.1 |  |  | 46.92 | [8 empty] | 1 1/2" C.R. channel @48" O.C. (S5.20 F. BRIDGING AND BRACING): floor(13.052/4)=3 lines
W-26 B - Men's RR 113 south / Janitor 112 north (door 112). each side: 1 layer 5/8" GWB full height to underside of structure (1/A12.01) | A02.01 -> 1/A12.01 (B, B2) -> S5.20 METAL STUD PROPERTIES (362S137-33 @16") -> S2.20 (B.O.D.) ¦ zone LOW (S2.20 B.O.D. 13'-0 5/8" high end) | [DERIVADO] L = vector faces A02.01 (lw1.2 faces y1508.52/1515.84; tag B@1052,1497) / 18 pt/ft; H = 13.052 = 13'-0 5/8" - 0'-0" | 11.73 | 13.052 | 2 | 16 | 1 | 6 | 13.052 | 1 | 13.052 | 1 | 21 |  | 208.832 |  |  |  | 8.73 | 11.73 |  |  | 35.19 | 264.1999 | [8 empty] | 153.1 |  |  | 46.92 | [8 empty] | 1 1/2" C.R. channel @48" O.C. (S5.20 F. BRIDGING AND BRACING): floor(13.052/4)=3 lines
W-21 B - Electrical 120 north / Break Room. each side: 1 layer 5/8" GWB full height to underside of structure (1/A12.01) | A02.01 -> 1/A12.01 (B, B2) -> S5.20 METAL STUD PROPERTIES (362S137-33 @16") -> S2.20 (B.O.D.) ¦ zone LOW (S2.20 B.O.D. 13'-0 5/8" high end) | [DERIVADO] L = vector faces A02.01 (band 60,61; tag B@1381,1457) / 18 pt/ft; H = 13.052 = 13'-0 5/8" - 0'-0" | 9.58 | 13.052 | 2 | 16 | 1 | 2 | 13.052 | 1 | 13.052 | 1 | 0 |  | 143.572 |  |  |  | 9.58 | 9.58 |  |  | 28.74 | 250.0763 | [8 empty] | 125.0382 |  |  | 38.32 | [8 empty] | 1 1/2" C.R. channel @48" O.C. (S5.20 F. BRIDGING AND BRACING): floor(13.052/4)=3 lines
W-22 B - Electrical 120 / NER 121. each side: 1 layer 5/8" GWB full height to underside of structure (1/A12.01) | A02.01 -> 1/A12.01 (B, B2) -> S5.20 METAL STUD PROPERTIES (362S137-33 @16") -> S2.20 (B.O.D.) ¦ zone LOW (S2.20 B.O.D. 13'-0 5/8" high end) | [DERIVADO] L = vector faces A02.01 (band 64; tag B@1384,1572) / 18 pt/ft; H = 13.052 = 13'-0 5/8" - 0'-0" | 9.58 | 13.052 | 2 | 16 | 1 | 2 | 13.052 | 1 | 13.052 | 1 | 0 |  | 143.572 |  |  |  | 9.58 | 9.58 |  |  | 28.74 | 250.0763 | [8 empty] | 125.0382 |  |  | 38.32 | [8 empty] | 1 1/2" C.R. channel @48" O.C. (S5.20 F. BRIDGING AND BRACING): floor(13.052/4)=3 lines
W-37 B - Drinking fountain alcove - back wall (restroom chase side). each side: 1 layer 5/8" GWB full height to underside of structure (1/A12.01) | A02.01 -> 1/A12.01 (B, B2) -> S5.20 METAL STUD PROPERTIES (362S137-33 @16") -> S2.20 (B.O.D.) ¦ zone LOW (S2.20 B.O.D. 13'-0 5/8" high end) | [DERIVADO] L = vector faces A02.01 (lw1.2 x1092.36/1099.68; thickness 4.88 in) / 18 pt/ft; H = 13.052 = 13'-0 5/8" - 0'-0" | 4.89 | 13.052 | 2 | 16 | 1 | 2 | 13.052 | 1 | 13.052 | 1 | 0 |  | 91.364 |  |  |  | 4.89 | 4.89 |  |  | 14.67 | 127.6486 | [8 empty] | 63.8243 |  |  | 19.56 | [8 empty] | 1 1/2" C.R. channel @48" O.C. (S5.20 F. BRIDGING AND BRACING): floor(13.052/4)=3 lines
W-25 B - Janitor 112 / Storage 117 (MW06A-MW05). each side: 1 layer 5/8" GWB full height to underside of structure (1/A12.01) | A02.01 -> 1/A12.01 (B, B2) -> S5.20 METAL STUD PROPERTIES (362S137-33 @16") -> S2.20 (B.O.D.) ¦ zone LOW (S2.20 B.O.D. 13'-0 5/8" high end) | [DERIVADO] L = vector faces A02.01 (band 95; tag B@1048,1532) / 18 pt/ft; H = 13.052 = 13'-0 5/8" - 0'-0" | 3.5 | 13.052 | 2 | 16 | 1 | 2 | 13.052 | 1 | 13.052 | 1 | 0 |  | 78.312 |  |  |  | 3.5 | 3.5 |  |  | 10.5 | 91.364 | [8 empty] | 45.682 |  |  | 14 | [8 empty] | 1 1/2" C.R. channel @48" O.C. (S5.20 F. BRIDGING AND BRACING): floor(13.052/4)=3 lines
W-38 B - Drinking fountain alcove - north return. each side: 1 layer 5/8" GWB full height to underside of structure (1/A12.01) | A02.01 -> 1/A12.01 (B, B2) -> S5.20 METAL STUD PROPERTIES (362S137-33 @16") -> S2.20 (B.O.D.) ¦ zone LOW (S2.20 B.O.D. 13'-0 5/8" high end) | [DERIVADO] L = vector faces A02.01 (lw1.2 y1328.64/1335.96) / 18 pt/ft; H = 13.052 = 13'-0 5/8" - 0'-0" | 1.9 | 13.052 | 2 | 16 | 1 | 2 | 13.052 | 1 | 13.052 | 1 | 0 |  | 65.26 |  |  |  | 1.9 | 1.9 |  |  | 5.7 | 49.5976 | [8 empty] | 24.7988 |  |  | 7.6 | [8 empty] | 1 1/2" C.R. channel @48" O.C. (S5.20 F. BRIDGING AND BRACING): floor(13.052/4)=3 lines
W-39 B - Drinking fountain alcove - south return. each side: 1 layer 5/8" GWB full height to underside of structure (1/A12.01) | A02.01 -> 1/A12.01 (B, B2) -> S5.20 METAL STUD PROPERTIES (362S137-33 @16") -> S2.20 (B.O.D.) ¦ zone LOW (S2.20 B.O.D. 13'-0 5/8" high end) | [DERIVADO] L = vector faces A02.01 (lw1.2 y1409.28/1416.6) / 18 pt/ft; H = 13.052 = 13'-0 5/8" - 0'-0" | 1.9 | 13.052 | 2 | 16 | 1 | 2 | 13.052 | 1 | 13.052 | 1 | 0 |  | 65.26 |  |  |  | 1.9 | 1.9 |  |  | 5.7 | 49.5976 | [8 empty] | 24.7988 |  |  | 7.6 | [8 empty] | 1 1/2" C.R. channel @48" O.C. (S5.20 F. BRIDGING AND BRACING): floor(13.052/4)=3 lines
TYPE / SCOPE: B2
W-36 B2 - Break Room 118 east / Work Room 119 west. each side: 1 layer 5/8" GWB full height to underside of structure (1/A12.01) | A02.01 -> 1/A12.01 (B, B2) -> S5.20 METAL STUD PROPERTIES (600S137-33 @16") -> S2.20 (B.O.D.) ¦ zone LOW (S2.20 B.O.D. 13'-0 5/8" high end) | [DERIVADO] L = vector faces A02.01 (band 140-143; tags B2@1603,1493 + B2@1652,1622) / 18 pt/ft; H = 13.052 = 13'-0 5/8" - 0'-0" | 11.74 | 13.052 | 2 | 16 | 1 | 2 | 13.052 | 1 | 13.052 | 1 | 0 | 156.624 |  |  |  |  | 11.74 | 11.74 |  |  | 35.22 | 306.461 | [8 empty] | 153.2305 |  |  | 46.96 | [8 empty] | 1 1/2" C.R. channel @48" O.C. (S5.20 F. BRIDGING AND BRACING): floor(13.052/4)=3 lines
W-35 B2 - Wellness 115 east / Corridor (door 115). each side: 1 layer 5/8" GWB full height to underside of structure (1/A12.01) | A02.01 -> 1/A12.01 (B, B2) -> S5.20 METAL STUD PROPERTIES (600S137-33 @16") -> S2.20 (B.O.D.) ¦ zone LOW (S2.20 B.O.D. 13'-0 5/8" high end) | [DERIVADO] L = vector faces A02.01 (band 107,108; tag B2@1153,1596) / 18 pt/ft; H = 13.052 = 13'-0 5/8" - 0'-0" | 5.96 | 13.052 | 2 | 16 | 1 | 6 | 13.052 | 1 | 13.052 | 1 | 21 | 156.624 |  |  |  |  | 2.96 | 5.96 |  |  | 17.88 | 113.5798 | [8 empty] | 77.7899 |  |  | 23.84 | [8 empty] | 1 1/2" C.R. channel @48" O.C. (S5.20 F. BRIDGING AND BRACING): floor(13.052/4)=3 lines
W-31 B2 - ATM Room 102 east / Central Zone (door 102). each side: 1 layer 5/8" GWB full height to underside of structure (1/A12.01) | A02.01 -> 1/A12.01 (B, B2) -> S5.20 METAL STUD PROPERTIES (600S137-33 @16") -> S2.20 (B.O.D.) ¦ zone HI (S2.20 B.O.D. 15'-4 1/2") | [DERIVADO] L = vector faces A02.01 (band 103,104; tag B2@1110,745) / 18 pt/ft; H = 15.375 = 15'-4 1/2" - 0'-0" | 5.66 | 15.375 | 2 | 16 | 1 | 6 | 15.375 | 1 | 15.375 | 1 | 28 | 184.5 |  |  |  |  | 2.16 | 5.66 |  |  | 16.98 | 118.045 | [8 empty] | 87.0225 |  |  | 22.64 | [8 empty] | 1 1/2" C.R. channel @48" O.C. (S5.20 F. BRIDGING AND BRACING): floor(15.375/4)=3 lines
W-32 B2 - Women's RR 114 east / Corridor - north of fountain alcove. each side: 1 layer 5/8" GWB full height to underside of structure (1/A12.01) | A02.01 -> 1/A12.01 (B, B2) -> S5.20 METAL STUD PROPERTIES (600S137-33 @16") -> S2.20 (B.O.D.) ¦ zone LOW (S2.20 B.O.D. 13'-0 5/8" high end) | [DERIVADO] L = vector faces A02.01 (lw1.2 x1123.08/1133.88; tag B2@1146,1313) / 18 pt/ft; H = 13.052 = 13'-0 5/8" - 0'-0" | 1.82 | 13.052 | 2 | 16 | 1 | 2 | 13.052 | 1 | 13.052 | 1 | 0 | 65.26 |  |  |  |  | 1.82 | 1.82 |  |  | 5.46 | 47.5093 | [8 empty] | 23.7546 |  |  | 7.28 | [8 empty] | 1 1/2" C.R. channel @48" O.C. (S5.20 F. BRIDGING AND BRACING): floor(13.052/4)=3 lines
W-33 B2 - Men's RR 113 east / Corridor - south of fountain alcove. each side: 1 layer 5/8" GWB full height to underside of structure (1/A12.01) | A02.01 -> 1/A12.01 (B, B2) -> S5.20 METAL STUD PROPERTIES (600S137-33 @16") -> S2.20 (B.O.D.) ¦ zone LOW (S2.20 B.O.D. 13'-0 5/8" high end) | [DERIVADO] L = vector faces A02.01 (band 105; tag B2@1155,1438) / 18 pt/ft; H = 13.052 = 13'-0 5/8" - 0'-0" | 1.8 | 13.052 | 2 | 16 | 1 | 2 | 13.052 | 1 | 13.052 | 1 | 0 | 65.26 |  |  |  |  | 1.8 | 1.8 |  |  | 5.4 | 46.9872 | [8 empty] | 23.4936 |  |  | 7.2 | [8 empty] | 1 1/2" C.R. channel @48" O.C. (S5.20 F. BRIDGING AND BRACING): floor(13.052/4)=3 lines
W-34 B2 - Men's RR 113 / Corridor - south of door 113. each side: 1 layer 5/8" GWB full height to underside of structure (1/A12.01) | A02.01 -> 1/A12.01 (B, B2) -> S5.20 METAL STUD PROPERTIES (600S137-33 @16") -> S2.20 (B.O.D.) ¦ zone LOW (S2.20 B.O.D. 13'-0 5/8" high end) | [DERIVADO] L = vector faces A02.01 (lw1.2 x1123.08/1133.88 y1501.68-1517.52) / 18 pt/ft; H = 13.052 = 13'-0 5/8" - 0'-0" | 0.88 | 13.052 | 2 | 16 | 1 | 2 | 13.052 | 1 | 13.052 | 1 | 0 | 52.208 |  |  |  |  | 0.88 | 0.88 |  |  | 2.64 | 22.9715 | [8 empty] | 11.4858 |  |  | 3.52 | [8 empty] | 1 1/2" C.R. channel @48" O.C. (S5.20 F. BRIDGING AND BRACING): floor(13.052/4)=3 lines
TYPE / SCOPE: B2K
W-41 B2K - Cash Window 116 north-west stub (teller line). teller side: 3/8" UL752 fiberglass to 8'-0" + 5/8" GWB ¦ other side 5/8" GWB, full height (derived from 1/A12.01 + 4/A12.01) | A02.01 (tag B2K) -> 1/A12.01 (B2) + 4/A12.01 (K = 3/8" UL752 fiberglass) -> S2.20 (B.O.D.) [type not in schedule, derived] ¦ zone HI (S2.20 B.O.D. 15'-4 1/2") | [DERIVADO] L = vector faces A02.01 (band 41 (7.67 in); tag B2K@1637,1137) / 18 pt/ft; H = 15.375 = 15'-4 1/2" - 0'-0" | 1.26 | 15.375 | 2 | 16 | 1 | 2 | 15.375 | 1 | 15.375 | 1 | 0 | 61.5 |  |  |  |  | 1.26 | 1.26 |  |  | 3.78 | 38.745 | [5 empty] | 10.08 |  |  | 19.3725 |  |  | 5.04 | [8 empty] | 1 1/2" C.R. channel @48" O.C. (S5.20 F. BRIDGING AND BRACING): floor(15.375/4)=3 lines
TYPE / SCOPE: A1K
W-52 A1K - Cash Window 116 south / FCAM. teller side: 5/8" GWB over 3/8" UL752 fiberglass to 8'-0", 3/8" GWB 8'-0" to structure ¦ customer side: 5/8" GWB to structure (4/A12.01) | A02.01 -> 4/A12.01 (A1K & A5K, WALL CONSTRUCTION SHALL INCLUDE: 14 GA @24") -> A12.08 (CSR line) -> S2.20 ¦ zone LOW (S2.20 B.O.D. 13'-0 5/8" high end) | [DERIVADO] L = vector faces A02.01 (band 51 (5.27 in); tags A1K@1663,1331 + A1K@1644,1335) / 18 pt/ft; H = 13.052 = 13'-0 5/8" - 0'-0" | 2.62 | 13.052 | 2 | 24 | 1 | 2 | 13.052 | 1 | 13.052 | 1 | 0 |  | 65.26 |  |  |  | 2.62 | 2.62 |  |  | 7.86 | 55.1562 |  | 13.2362 |  |  |  | 20.96 |  |  | 34.1962 |  | 5.24 | 5.24 | [8 empty] | 1 1/2" C.R. channel @48" O.C. (S5.20 F. BRIDGING AND BRACING): floor(13.052/4)=3 lines
W-51 A1K - Cash Window 116 north (inside G wall). teller side: 5/8" GWB over 3/8" UL752 fiberglass to 8'-0", 3/8" GWB 8'-0" to structure ¦ customer side: 5/8" GWB to structure (4/A12.01) | A02.01 -> 4/A12.01 (A1K & A5K, WALL CONSTRUCTION SHALL INCLUDE: 14 GA @24") -> A12.08 (CSR line) -> S2.20 ¦ zone HI (S2.20 B.O.D. 15'-4 1/2") | [DERIVADO] L = vector faces A02.01 (band 43 (5.2 in); tag A1K@1660,1149) / 18 pt/ft; H = 15.375 = 15'-4 1/2" - 0'-0" | 2.57 | 15.375 | 2 | 24 | 1 | 2 | 15.375 | 1 | 15.375 | 1 | 0 |  | 76.875 |  |  |  | 2.57 | 2.57 |  |  | 7.71 | 60.0737 |  | 18.9537 |  |  |  | 20.56 |  |  | 39.5138 |  | 5.14 | 5.14 | [8 empty] | 1 1/2" C.R. channel @48" O.C. (S5.20 F. BRIDGING AND BRACING): floor(15.375/4)=3 lines
W-53 A1K - Cash Window 116 south-west stub. teller side: 5/8" GWB over 3/8" UL752 fiberglass to 8'-0", 3/8" GWB 8'-0" to structure ¦ customer side: 5/8" GWB to structure (4/A12.01) | A02.01 -> 4/A12.01 (A1K & A5K, WALL CONSTRUCTION SHALL INCLUDE: 14 GA @24") -> A12.08 (CSR line) -> S2.20 ¦ zone LOW (S2.20 B.O.D. 13'-0 5/8" high end) | [DERIVADO] L = vector faces A02.01 (band 56 (5.2 in); tag A1K@1644,1335 (2nd leg)) / 18 pt/ft; H = 13.052 = 13'-0 5/8" - 0'-0" | 1.16 | 13.052 | 2 | 24 | 1 | 2 | 13.052 | 1 | 13.052 | 1 | 0 |  | 52.208 |  |  |  | 1.16 | 1.16 |  |  | 3.48 | 24.4203 |  | 5.8603 |  |  |  | 9.28 |  |  | 15.1403 |  | 2.32 | 2.32 | [8 empty] | 1 1/2" C.R. channel @48" O.C. (S5.20 F. BRIDGING AND BRACING): floor(13.052/4)=3 lines
TYPE / SCOPE: C1
W-62 C1 - Restroom wet wall - Women's RR 114 side furring. one side: 1 layer 5/8" GWB to underside of structure (6/A12.01); other side furred/chase | A02.01 -> 6/A12.01 (C1: 3 5/8" stud + 5/8" GWB one face) -> A08.01 (restroom notes E,F) -> S2.20 ¦ zone LOW (S2.20 B.O.D. 13'-0 5/8" high end) | [DERIVADO] L = vector faces A02.01 (band 59 (13 in chase) north row; tag C1@1006,1342) / 18 pt/ft; H = 13.052 = 13'-0 5/8" - 0'-0" | 10.03 | 13.052 | 1 | 16 | 1 | 2 | 13.052 | 1 | 0 | 0 | 0 |  | 143.572 |  |  |  | 10.03 | 10.03 |  |  | 30.09 |  | 130.9116 | [10 empty] | 20.06 | [8 empty] | 1 1/2" C.R. channel @48" O.C. (S5.20 F. BRIDGING AND BRACING): floor(13.052/4)=3 lines
W-63 C1 - Restroom wet wall - Men's RR 113 side furring. one side: 1 layer 5/8" GWB to underside of structure (6/A12.01); other side furred/chase | A02.01 -> 6/A12.01 (C1: 3 5/8" stud + 5/8" GWB one face) -> A08.01 (restroom notes E,F) -> S2.20 ¦ zone LOW (S2.20 B.O.D. 13'-0 5/8" high end) | [DERIVADO] L = vector faces A02.01 (band 59 (13 in chase) south row; tag C1@1005,1399) / 18 pt/ft; H = 13.052 = 13'-0 5/8" - 0'-0" | 10.03 | 13.052 | 1 | 16 | 1 | 2 | 13.052 | 1 | 0 | 0 | 0 |  | 143.572 |  |  |  | 10.03 | 10.03 |  |  | 30.09 |  | 130.9116 | [10 empty] | 20.06 | [8 empty] | 1 1/2" C.R. channel @48" O.C. (S5.20 F. BRIDGING AND BRACING): floor(13.052/4)=3 lines
W-61 C1 - Waiting 104 - media wall furring (keynote 7) on north face of W-01. one side: 1 layer 5/8" GWB to underside of structure (6/A12.01); other side furred/chase | A02.01 -> 6/A12.01 (C1: 3 5/8" stud + 5/8" GWB one face) -> A08.01 (restroom notes E,F) -> S2.20 ¦ zone HI (S2.20 B.O.D. 15'-4 1/2") | [DERIVADO] L = vector faces A02.01 (band 29; tag C1@1305,943) / 18 pt/ft; H = 15.375 = 15'-4 1/2" - 0'-0" | 9.29 | 15.375 | 1 | 16 | 1 | 2 | 15.375 | 1 | 0 | 0 | 0 |  | 153.75 |  |  |  | 9.29 | 9.29 |  |  | 27.87 | 142.8338 | [11 empty] | 18.58 | [8 empty] | 1 1/2" C.R. channel @48" O.C. (S5.20 F. BRIDGING AND BRACING): floor(15.375/4)=3 lines
W-64 C1 - FCAM side furring at Cash Window south. one side: 1 layer 5/8" GWB to underside of structure (6/A12.01); other side furred/chase | A02.01 -> 6/A12.01 (C1: 3 5/8" stud + 5/8" GWB one face) -> A08.01 (restroom notes E,F) -> S2.20 ¦ zone LOW (S2.20 B.O.D. 13'-0 5/8" high end) | [DERIVADO] L = vector faces A02.01 (band 57,58; tag C1@1722,1373) / 18 pt/ft; H = 13.052 = 13'-0 5/8" - 0'-0" | 2.62 | 13.052 | 1 | 16 | 1 | 2 | 13.052 | 1 | 0 | 0 | 0 |  | 65.26 |  |  |  | 2.62 | 2.62 |  |  | 7.86 | 34.1962 | [11 empty] | 5.24 | [8 empty] | 1 1/2" C.R. channel @48" O.C. (S5.20 F. BRIDGING AND BRACING): floor(13.052/4)=3 lines
TYPE / SCOPE: F
W-71 F - 24 HR Vestibule 101 / ATM Room 102 - diagonal (60 deg). lobby side (101): 3/4" FRT plywood to deck + 5/8" GWB to ceiling+6" ¦ ATM side (102): 5/8" GWB to ceiling+6" (12/A12.01) | A02.01 -> 12/A12.01 (F: 3 5/8" @16", 3/4" FRT plywood public side to deck) -> A08.11 (ATM) -> S2.20 ¦ zone HI (S2.20 B.O.D. 15'-4 1/2") | [DERIVADO] L = vector faces A02.01 (lw1.2 diagonal faces (841.44,553.8)-(1113.6,710.88); tag F@1074,671) / 18 pt/ft; H = 15.375 = 15'-4 1/2" - 0'-0" | 17.46 | 15.375 | 2 | 16 | 1 | 2 | 10.5 | 1 | 9 | 1 | 0 |  | 261.375 |  |  |  | 17.46 | 17.46 |  |  | 52.38 | 340.47 |  |  |  |  | 268.4475 |  |  |  | 268.4475 |  |  | 34.92 | [8 empty] | 1 1/2" C.R. channel @48" O.C. (S5.20 F. BRIDGING AND BRACING): floor(15.375/4)=3 lines
TYPE / SCOPE: G
W-81 G - Office 2 106 / Office 3 107. each side: 2 layers 5/8" GWB to underside of structure (5/A12.01) | A02.01 -> 5/A12.01 (G: double 1 5/8" stud + Soundguard isolator, 2 layers each face) -> S2.20 ¦ zone HI (S2.20 B.O.D. 15'-4 1/2") | [DERIVADO] L = vector faces A02.01 (band 19; tag G@1713,742) / 18 pt/ft; H = 15.375 = 15'-4 1/2" - 0'-0" | 11.77 | 15.375 | 4 | 16 | 2 | 2 | 15.375 | 2 | 15.375 | 2 | 0 |  |  | 369 |  |  | 23.54 | 23.54 |  |  |  | 723.855 | [8 empty] | 180.9638 |  |  | 47.08
W-82 G - Office 3 107 / Office 4 108. each side: 2 layers 5/8" GWB to underside of structure (5/A12.01) | A02.01 -> 5/A12.01 (G: double 1 5/8" stud + Soundguard isolator, 2 layers each face) -> S2.20 ¦ zone HI (S2.20 B.O.D. 15'-4 1/2") | [DERIVADO] L = vector faces A02.01 (band 28; tag G@1716,936) / 18 pt/ft; H = 15.375 = 15'-4 1/2" - 0'-0" | 11.77 | 15.375 | 4 | 16 | 2 | 2 | 15.375 | 2 | 15.375 | 2 | 0 |  |  | 369 |  |  | 23.54 | 23.54 |  |  |  | 723.855 | [8 empty] | 180.9638 |  |  | 47.08
W-84 G - ATM Room 102 / Office 5 109. each side: 2 layers 5/8" GWB to underside of structure (5/A12.01) | A02.01 -> 5/A12.01 (G: double 1 5/8" stud + Soundguard isolator, 2 layers each face) -> S2.20 ¦ zone HI (S2.20 B.O.D. 15'-4 1/2") | [DERIVADO] L = vector faces A02.01 (band 23; tag G@1052,818) / 18 pt/ft; H = 15.375 = 15'-4 1/2" - 0'-0" | 11.63 | 15.375 | 4 | 16 | 2 | 2 | 15.375 | 2 | 15.375 | 2 | 0 |  |  | 369 |  |  | 23.26 | 23.26 |  |  |  | 715.245 | [8 empty] | 178.8113 |  |  | 46.52
W-85 G - Office 5 109 / Office 6 110. each side: 2 layers 5/8" GWB to underside of structure (5/A12.01) | A02.01 -> 5/A12.01 (G: double 1 5/8" stud + Soundguard isolator, 2 layers each face) -> S2.20 ¦ zone HI (S2.20 B.O.D. 15'-4 1/2") | [DERIVADO] L = vector faces A02.01 (band 35; tag G@1054,1049) / 18 pt/ft; H = 15.375 = 15'-4 1/2" - 0'-0" | 11.63 | 15.375 | 4 | 16 | 2 | 2 | 15.375 | 2 | 15.375 | 2 | 0 |  |  | 369 |  |  | 23.26 | 23.26 |  |  |  | 715.245 | [8 empty] | 178.8113 |  |  | 46.52
W-86 G - Office 6 110 / Women's RR 114. each side: 2 layers 5/8" GWB to underside of structure (5/A12.01) | A02.01 -> 5/A12.01 (G: double 1 5/8" stud + Soundguard isolator, 2 layers each face) -> S2.20 ¦ zone HI (S2.20 B.O.D. 15'-4 1/2") | [DERIVADO] L = vector faces A02.01 (band 44; tag G@1011,1211) / 18 pt/ft; H = 15.375 = 15'-4 1/2" - 0'-0" | 11.63 | 15.375 | 4 | 16 | 2 | 2 | 15.375 | 2 | 15.375 | 2 | 0 |  |  | 369 |  |  | 23.26 | 23.26 |  |  |  | 715.245 | [8 empty] | 178.8113 |  |  | 46.52
W-83 G - Office 4 108 / Cash Window 116. each side: 2 layers 5/8" GWB to underside of structure (5/A12.01) | A02.01 -> 5/A12.01 (G: double 1 5/8" stud + Soundguard isolator, 2 layers each face) -> S2.20 ¦ zone HI (S2.20 B.O.D. 15'-4 1/2") | [DERIVADO] L = vector faces A02.01 (band 39,40,42; tag G@1767,1128) / 18 pt/ft; H = 15.375 = 15'-4 1/2" - 0'-0" | 10.51 | 15.375 | 4 | 16 | 2 | 2 | 15.375 | 2 | 15.375 | 2 | 0 |  |  | 338.25 |  |  | 21.02 | 21.02 |  |  |  | 646.365 | [8 empty] | 161.5913 |  |  | 42.04
W-88 G - Office 2 106 front - solid stub. each side: 2 layers 5/8" GWB to underside of structure (5/A12.01) | A02.01 -> 5/A12.01 (G: double 1 5/8" stud + Soundguard isolator, 2 layers each face) -> S2.20 ¦ zone HI (S2.20 B.O.D. 15'-4 1/2") | [DERIVADO] L = vector faces A02.01 (band 133; tag G@1602,546) / 18 pt/ft; H = 15.375 = 15'-4 1/2" - 0'-0" | 2.43 | 15.375 | 4 | 16 | 2 | 2 | 15.375 | 2 | 15.375 | 2 | 0 |  |  | 153.75 |  |  | 4.86 | 4.86 |  |  |  | 149.445 | [8 empty] | 37.3612 |  |  | 9.72
W-87 G - Office 1 105 front - solid stub. each side: 2 layers 5/8" GWB to underside of structure (5/A12.01) | A02.01 -> 5/A12.01 (G: double 1 5/8" stud + Soundguard isolator, 2 layers each face) -> S2.20 ¦ zone HI (S2.20 B.O.D. 15'-4 1/2") | [DERIVADO] L = vector faces A02.01 (band 131) / 18 pt/ft; H = 15.375 = 15'-4 1/2" - 0'-0" | 2.42 | 15.375 | 4 | 16 | 2 | 2 | 15.375 | 2 | 15.375 | 2 | 0 |  |  | 153.75 |  |  | 4.84 | 4.84 |  |  |  | 148.83 | [8 empty] | 37.2075 |  |  | 9.68
W-89 G - Office 3 107 front - solid stub. each side: 2 layers 5/8" GWB to underside of structure (5/A12.01) | A02.01 -> 5/A12.01 (G: double 1 5/8" stud + Soundguard isolator, 2 layers each face) -> S2.20 ¦ zone HI (S2.20 B.O.D. 15'-4 1/2") | [DERIVADO] L = vector faces A02.01 (band 135; tag G@1605,748) / 18 pt/ft; H = 15.375 = 15'-4 1/2" - 0'-0" | 2.42 | 15.375 | 4 | 16 | 2 | 2 | 15.375 | 2 | 15.375 | 2 | 0 |  |  | 153.75 |  |  | 4.84 | 4.84 |  |  |  | 148.83 | [8 empty] | 37.2075 |  |  | 9.68
W-90 G - Office 4 108 front - solid stub. each side: 2 layers 5/8" GWB to underside of structure (5/A12.01) | A02.01 -> 5/A12.01 (G: double 1 5/8" stud + Soundguard isolator, 2 layers each face) -> S2.20 ¦ zone HI (S2.20 B.O.D. 15'-4 1/2") | [DERIVADO] L = vector faces A02.01 (band 137; tag G@1602,940) / 18 pt/ft; H = 15.375 = 15'-4 1/2" - 0'-0" | 2.41 | 15.375 | 4 | 16 | 2 | 2 | 15.375 | 2 | 15.375 | 2 | 0 |  |  | 153.75 |  |  | 4.82 | 4.82 |  |  |  | 148.215 | [8 empty] | 37.0538 |  |  | 9.64
TYPE / SCOPE: G1
W-95 G1 - Office 1 105 / Office 2 106. each side: 2 layers 5/8" GWB to underside of structure (5/A12.01) | A02.01 -> 5/A12.01 (G1: 8" overall) -> S2.20 ¦ zone HI (S2.20 B.O.D. 15'-4 1/2") | [DERIVADO] L = vector faces A02.01 (band 15; tag G1@1714,548) / 18 pt/ft; H = 15.375 = 15'-4 1/2" - 0'-0" | 11.77 | 15.375 | 4 | 16 | 2 | 2 | 15.375 | 2 | 15.375 | 2 | 0 |  |  | 369 |  |  | 23.54 | 23.54 |  |  |  | 723.855 | [8 empty] | 180.9638 |  |  | 47.08
W-96 G1 - Office 5 109 front - solid stub. each side: 2 layers 5/8" GWB to underside of structure (5/A12.01) | A02.01 -> 5/A12.01 (G1: 8" overall) -> S2.20 ¦ zone HI (S2.20 B.O.D. 15'-4 1/2") | [DERIVADO] L = vector faces A02.01 (band 100; tag G1@1149,1007) / 18 pt/ft; H = 15.375 = 15'-4 1/2" - 0'-0" | 2.67 | 15.375 | 4 | 16 | 2 | 2 | 15.375 | 2 | 15.375 | 2 | 0 |  |  | 184.5 |  |  | 5.34 | 5.34 |  |  |  | 164.205 | [8 empty] | 41.0513 |  |  | 10.68
W-97 G1 - Office 6 110 front - solid stub. each side: 2 layers 5/8" GWB to underside of structure (5/A12.01) | A02.01 -> 5/A12.01 (G1: 8" overall) -> S2.20 ¦ zone HI (S2.20 B.O.D. 15'-4 1/2") | [DERIVADO] L = vector faces A02.01 (band 102) / 18 pt/ft; H = 15.375 = 15'-4 1/2" - 0'-0" | 2.67 | 15.375 | 4 | 16 | 2 | 2 | 15.375 | 2 | 15.375 | 2 | 0 |  |  | 184.5 |  |  | 5.34 | 5.34 |  |  |  | 164.205 | [8 empty] | 41.0513 |  |  | 10.68
TYPE / SCOPE: door header
Door 102 header (3.5' x 8.0'), B2 host - head track + cripples above door; in W-31 | A02.01 -> A00.30 DOOR SCHEDULE row 102 (HEAD 10/A12.02, JAMB 11/A12.02) -> S5.20 HEADER SCHEDULE (head track; DBL JAMB) -> 1/A12.01 | [DERIVADO] width/height = A00.30 row 102; cripples = ceil(3.5x12/16)=3 x (H - 8.0); H = stud height of host zone | 3.5 | 15.375 | 0 | 16 | 1 | 0 | 0 | 0 | 0 | 0 | 0 | 22.125 | [6 empty] | 4.5
Door 111 header (3.0' x 8.0'), A1 host - head track + cripples above door; in W-04 | A02.01 -> A00.30 DOOR SCHEDULE row 111 (HEAD 10/A12.02, JAMB 11/A12.02) -> S5.20 HEADER SCHEDULE (head track; DBL JAMB) -> 3/A12.01 | [DERIVADO] width/height = A00.30 row 111; cripples = ceil(3.0x12/16)=3 x (H - 8.0); H = stud height of host zone | 3 | 15.375 | 0 | 16 | 1 | 0 | 0 | 0 | 0 | 0 | 0 |  | 22.125 | [5 empty] | 4
Door 112 header (3.0' x 7.0'), B host - head track + cripples above door; in W-26 | A02.01 -> A00.30 DOOR SCHEDULE row 112 (HEAD 10/A12.02, JAMB 11/A12.02) -> S5.20 HEADER SCHEDULE (head track; DBL JAMB) -> 1/A12.01 | [DERIVADO] width/height = A00.30 row 112; cripples = ceil(3.0x12/16)=3 x (H - 7.0); H = stud height of host zone | 3 | 13.052 | 0 | 16 | 1 | 0 | 0 | 0 | 0 | 0 | 0 |  | 18.156 | [5 empty] | 4
Door 115 header (3.0' x 7.0'), B2 host - head track + cripples above door; in W-35 | A02.01 -> A00.30 DOOR SCHEDULE row 115 (HEAD 10/A12.02, JAMB 11/A12.02) -> S5.20 HEADER SCHEDULE (head track; DBL JAMB) -> 1/A12.01 | [DERIVADO] width/height = A00.30 row 115; cripples = ceil(3.0x12/16)=3 x (H - 7.0); H = stud height of host zone | 3 | 13.052 | 0 | 16 | 1 | 0 | 0 | 0 | 0 | 0 | 0 | 18.156 | [6 empty] | 4
Door 118A header (3.0' x 8.0'), A1 host - head track + cripples above door; in W-07 | A02.01 -> A00.30 DOOR SCHEDULE row 118A (HEAD 10/A12.02, JAMB 11/A12.02) -> S5.20 HEADER SCHEDULE (head track; DBL JAMB) -> 3/A12.01 | [DERIVADO] width/height = A00.30 row 118A; cripples = ceil(3.0x12/16)=3 x (H - 8.0); H = stud height of host zone | 3 | 13.052 | 0 | 16 | 1 | 0 | 0 | 0 | 0 | 0 | 0 |  | 15.156 | [5 empty] | 4
Door 120 header (3.0' x 7.0'), B host - head track + cripples above door; in W-23 | A02.01 -> A00.30 DOOR SCHEDULE row 120 (HEAD 10/A12.02, JAMB 11/A12.02) -> S5.20 HEADER SCHEDULE (head track; DBL JAMB) -> 1/A12.01 | [DERIVADO] width/height = A00.30 row 120; cripples = ceil(3.0x12/16)=3 x (H - 7.0); H = stud height of host zone | 3 | 13.052 | 0 | 16 | 1 | 0 | 0 | 0 | 0 | 0 | 0 |  | 18.156 | [5 empty] | 4
Door 121 header (3.0' x 7.0'), B host - head track + cripples above door; in W-23 | A02.01 -> A00.30 DOOR SCHEDULE row 121 (HEAD 10/A12.02, JAMB 11/A12.02) -> S5.20 HEADER SCHEDULE (head track; DBL JAMB) -> 1/A12.01 | [DERIVADO] width/height = A00.30 row 121; cripples = ceil(3.0x12/16)=3 x (H - 7.0); H = stud height of host zone | 3 | 13.052 | 0 | 16 | 1 | 0 | 0 | 0 | 0 | 0 | 0 |  | 18.156 | [5 empty] | 4
Door 113 header (3.0' x 7.0'), B2 host - head track + cripples above door + jamb studs + board above door both faces; gap between W-33 and W-34 (y1441.7-1501.7) - full-height B2 above door | A02.01 -> A00.30 DOOR SCHEDULE row 113 (HEAD 10/A12.02, JAMB 11/A12.02) -> S5.20 HEADER SCHEDULE (head track; DBL JAMB) -> 1/A12.01 | [DERIVADO] width/height = A00.30 row 113; cripples = ceil(3.0x12/16)=3 x (H - 7.0); H = stud height of host zone | 3 | 13.052 | 0 | 16 | 1 | 0 | 13.052 | 0 | 13.052 | 0 | 0 | 70.364 | [5 empty] | 3 | 4 |  |  | 36.312 | [8 empty] | 18.156
Door 114 header (3.0' x 7.0'), B2 host - head track + cripples above door + jamb studs + board above door both faces; gap north of W-32 (y1236.4-1303.2) - full-height B2 above door | A02.01 -> A00.30 DOOR SCHEDULE row 114 (HEAD 10/A12.02, JAMB 11/A12.02) -> S5.20 HEADER SCHEDULE (head track; DBL JAMB) -> 1/A12.01 | [DERIVADO] width/height = A00.30 row 114; cripples = ceil(3.0x12/16)=3 x (H - 7.0); H = stud height of host zone | 3 | 13.052 | 0 | 16 | 1 | 0 | 13.052 | 0 | 13.052 | 0 | 0 | 70.364 | [5 empty] | 3 | 4 |  |  | 36.312 | [8 empty] | 18.156
Door 117 header (3.0' x 7.0'), B2 host - head track + cripples above door + jamb studs + board above door both faces; gap between W-34 and W-35 (y1517.5-1586.2) - full-height B2 above door | A02.01 -> A00.30 DOOR SCHEDULE row 117 (HEAD 10/A12.02, JAMB 11/A12.02) -> S5.20 HEADER SCHEDULE (head track; DBL JAMB) -> 1/A12.01 | [DERIVADO] width/height = A00.30 row 117; cripples = ceil(3.0x12/16)=3 x (H - 7.0); H = stud height of host zone | 3 | 13.052 | 0 | 16 | 1 | 0 | 13.052 | 0 | 13.052 | 0 | 0 | 70.364 | [5 empty] | 3 | 4 |  |  | 36.312 | [8 empty] | 18.156
Door 116 header (3.0' x 7.0'), B2 host - head track + cripples above door + jamb studs + board above door both faces; dies between W-14 (A5) and W-36 (B2): charged complete to B2 (full height); W-14 excludes it | A02.01 -> A00.30 DOOR SCHEDULE row 116 (HEAD 10/A12.02, JAMB 11/A12.02) -> S5.20 HEADER SCHEDULE (head track; DBL JAMB) -> 1/A12.01 | [DERIVADO] width/height = A00.30 row 116; cripples = ceil(3.0x12/16)=3 x (H - 7.0); H = stud height of host zone | 3 | 13.052 | 0 | 16 | 1 | 0 | 13.052 | 0 | 13.052 | 0 | 0 | 70.364 | [5 empty] | 3 | 4 |  |  | 36.312 | [8 empty] | 18.156
Door 119 header (3.0' x 7.0'), A1 host - head track + cripples above door + jamb studs + board above door both faces; gap between W-09 and east exterior wall (x1780.1-1843.1) | A02.01 -> A00.30 DOOR SCHEDULE row 119 (HEAD 10/A12.02, JAMB 11/A12.02) -> S5.20 HEADER SCHEDULE (head track; DBL JAMB) -> 3/A12.01 | [DERIVADO] width/height = A00.30 row 119; cripples = ceil(3.0x12/16)=3 x (H - 7.0); H = stud height of host zone | 3 | 13.052 | 0 | 16 | 1 | 0 | 9.5 | 0 | 9 | 0 | 0 |  | 70.364 |  |  |  |  | 3 | 4 |  |  | 13.5 | [8 empty] | 18.156
Door 122 header (3.0' x 7.0'), A5 host - head track + cripples above door + jamb studs + board above door both faces; gap between W-12 and W-05 junction (y1253.8-1313.8) | A02.01 -> A00.30 DOOR SCHEDULE row 122 (HEAD 10/A12.02, JAMB 11/A12.02) -> S5.20 HEADER SCHEDULE (head track; DBL JAMB) -> 3/A12.01 | [DERIVADO] width/height = A00.30 row 122; cripples = ceil(3.0x12/16)=3 x (H - 7.0); H = stud height of host zone | 3 | 13.052 | 0 | 16 | 1 | 0 | 9 | 0 | 9 | 0 | 0 | 70.364 | [5 empty] | 3 | 4 |  |  | 12 | [8 empty] | 18.156
Door 118B header (3.0' x 7.0'), A1 host - head track + cripples above door + jamb studs + board above door both faces; gap between W-05 junction and W-06 (y1326.4-1386.4) | A02.01 -> A00.30 DOOR SCHEDULE row 118B (HEAD 10/A12.02, JAMB 11/A12.02) -> S5.20 HEADER SCHEDULE (head track; DBL JAMB) -> 3/A12.01 | [DERIVADO] width/height = A00.30 row 118B; cripples = ceil(3.0x12/16)=3 x (H - 7.0); H = stud height of host zone | 3 | 13.052 | 0 | 16 | 1 | 0 | 9 | 0 | 9 | 0 | 0 |  | 70.364 |  |  |  |  | 3 | 4 |  |  | 12 | [8 empty] | 18.156
TYPE / SCOPE: G (bulkhead)
Office front bulkhead over DFC-1A (vendor, Div 08) - Office 1 105: double row 1 5/8" stud + Soundguard isolator, CONT. BOX BEAM, 3/4" FRT plywood blocking, 2 layers 5/8" GWB each face to underside of deck, corner bead, shadow molding both faces. Band = deck 15.375 - office front top 9.0 (= office ceiling A04.01) = 6.375 ft each face | A02.01 (office front 7'-6" HOLD) -> 8/A12.01 OFFICE BULKHEAD @ DOOR -> 9/A12.01 @ GLASS PANEL -> 10/A12.01 OFFICE JAMB -> A11.04 (office front to ceiling) -> A04.01 (ACT-4 9'-0") -> S2.20 | [DERIVADO] L = office front opening (381.0-516.0 pt)/18 = 7.5; band = 15.375 - 9.0 | 7.5 | 6.375 | 4 | 16 | 2 | 0 | 6.375 | 2 | 6.375 | 2 | 0 |  |  | 89.25 |  |  | 15 | 15 | 7.5 |  |  | 191.25 | [8 empty] | 47.8125 | 7.5 | 30 | 15
Office front bulkhead over DFC-1A (vendor, Div 08) - Office 2 106: double row 1 5/8" stud + Soundguard isolator, CONT. BOX BEAM, 3/4" FRT plywood blocking, 2 layers 5/8" GWB each face to underside of deck, corner bead, shadow molding both faces. Band = deck 15.375 - office front top 9.0 (= office ceiling A04.01) = 6.375 ft each face | A02.01 (office front 7'-6" HOLD) -> 8/A12.01 OFFICE BULKHEAD @ DOOR -> 9/A12.01 @ GLASS PANEL -> 10/A12.01 OFFICE JAMB -> A11.04 (office front to ceiling) -> A04.01 (ACT-4 9'-0") -> S2.20 | [DERIVADO] L = office front opening (578.4-713.4 pt)/18 = 7.5; band = 15.375 - 9.0 | 7.5 | 6.375 | 4 | 16 | 2 | 0 | 6.375 | 2 | 6.375 | 2 | 0 |  |  | 89.25 |  |  | 15 | 15 | 7.5 |  |  | 191.25 | [8 empty] | 47.8125 | 7.5 | 30 | 15
Office front bulkhead over DFC-1A (vendor, Div 08) - Office 3 107: double row 1 5/8" stud + Soundguard isolator, CONT. BOX BEAM, 3/4" FRT plywood blocking, 2 layers 5/8" GWB each face to underside of deck, corner bead, shadow molding both faces. Band = deck 15.375 - office front top 9.0 (= office ceiling A04.01) = 6.375 ft each face | A02.01 (office front 7'-6" HOLD) -> 8/A12.01 OFFICE BULKHEAD @ DOOR -> 9/A12.01 @ GLASS PANEL -> 10/A12.01 OFFICE JAMB -> A11.04 (office front to ceiling) -> A04.01 (ACT-4 9'-0") -> S2.20 | [DERIVADO] L = office front opening (772.0-907.0 pt)/18 = 7.5; band = 15.375 - 9.0 | 7.5 | 6.375 | 4 | 16 | 2 | 0 | 6.375 | 2 | 6.375 | 2 | 0 |  |  | 89.25 |  |  | 15 | 15 | 7.5 |  |  | 191.25 | [8 empty] | 47.8125 | 7.5 | 30 | 15
Office front bulkhead over DFC-1A (vendor, Div 08) - Office 4 108: double row 1 5/8" stud + Soundguard isolator, CONT. BOX BEAM, 3/4" FRT plywood blocking, 2 layers 5/8" GWB each face to underside of deck, corner bead, shadow molding both faces. Band = deck 15.375 - office front top 9.0 (= office ceiling A04.01) = 6.375 ft each face | A02.01 (office front 7'-6" HOLD) -> 8/A12.01 OFFICE BULKHEAD @ DOOR -> 9/A12.01 @ GLASS PANEL -> 10/A12.01 OFFICE JAMB -> A11.04 (office front to ceiling) -> A04.01 (ACT-4 9'-0") -> S2.20 | [DERIVADO] L = office front opening (965.5-1100.5 pt)/18 = 7.5; band = 15.375 - 9.0 | 7.5 | 6.375 | 4 | 16 | 2 | 0 | 6.375 | 2 | 6.375 | 2 | 0 |  |  | 89.25 |  |  | 15 | 15 | 7.5 |  |  | 191.25 | [8 empty] | 47.8125 | 7.5 | 30 | 15
Office front bulkhead over DFC-1A (vendor, Div 08) - Office 5 109: double row 1 5/8" stud + Soundguard isolator, CONT. BOX BEAM, 3/4" FRT plywood blocking, 2 layers 5/8" GWB each face to underside of deck, corner bead, shadow molding both faces. Band = deck 15.375 - office front top 9.0 (= office ceiling A04.01) = 6.375 ft each face | A02.01 (office front 7'-6" HOLD) -> 8/A12.01 OFFICE BULKHEAD @ DOOR -> 9/A12.01 @ GLASS PANEL -> 10/A12.01 OFFICE JAMB -> A11.04 (office front to ceiling) -> A04.01 (ACT-4 9'-0") -> S2.20 | [DERIVADO] L = office front opening (846.0-981.0 pt)/18 = 7.5; band = 15.375 - 9.0 | 7.5 | 6.375 | 4 | 16 | 2 | 0 | 6.375 | 2 | 6.375 | 2 | 0 |  |  | 89.25 |  |  | 15 | 15 | 7.5 |  |  | 191.25 | [8 empty] | 47.8125 | 7.5 | 30 | 15
Office front bulkhead over DFC-1A (vendor, Div 08) - Office 6 110: double row 1 5/8" stud + Soundguard isolator, CONT. BOX BEAM, 3/4" FRT plywood blocking, 2 layers 5/8" GWB each face to underside of deck, corner bead, shadow molding both faces. Band = deck 15.375 - office front top 9.0 (= office ceiling A04.01) = 6.375 ft each face | A02.01 (office front 7'-6" HOLD) -> 8/A12.01 OFFICE BULKHEAD @ DOOR -> 9/A12.01 @ GLASS PANEL -> 10/A12.01 OFFICE JAMB -> A11.04 (office front to ceiling) -> A04.01 (ACT-4 9'-0") -> S2.20 | [DERIVADO] L = office front opening (1044.0-1179.0 pt)/18 = 7.5; band = 15.375 - 9.0 | 7.5 | 6.375 | 4 | 16 | 2 | 0 | 6.375 | 2 | 6.375 | 2 | 0 |  |  | 89.25 |  |  | 15 | 15 | 7.5 |  |  | 191.25 | [8 empty] | 47.8125 | 7.5 | 30 | 15
TYPE / SCOPE: bulkhead
Bulkhead over interior all-glass doors/sidelites 101 between Vestibule 100 and 24 HR Vestibule 101: metal stud framing & box header, 5/8" GWB both faces + bottom, FRT blocking, corner bead. Band = GB ceiling 10'-0" - door 8'-4" = 1.667 ft | A02.01 (doors 101, glazing line y~461) -> A00.30 row 101 (E, 8'-4", 04/A12.10) -> 4,5,6,7/A12.10 (METAL STUD FRAMING & BOX HEADER AS NEEDED) -> A04.01 (100/101 GB 10'-0") | [DERIVADO] L = (1123.1 - 841.6)/18 = 15.64; band = 10.0 - 8.333 | 15.64 | 1.667 | 0 | 16 | 1 | 0 | 0 | 0 | 0 | 0 | 0 |  | 21.671 |  |  |  | 15.64 | 15.64 | 15.64 |  |  | 58.3998 | [9 empty] | 15.64 | 31.28
Coiling grille 103 head: 1'-6" bulkhead (2 1/2" CFMF @16", (2) 6" CFMF box beam header, 5/8" GWB both faces + bottom, corner bead) under 10'-0" ceiling + 6" metal framing above ceiling to deck with 3/4" FRT plywood (vestibule side) and 5/8" GWB (central zone side) | A02.01 (door 103, 13'-4" R.O.) -> A00.30 row 103 (A08.21) -> 4/A08.21 HEAD DETAIL -> 3/A08.21 JAMB -> 2/A08.21 ELEVATION -> A04.01 (101 GB 10'-0") -> S2.20 | [DERIVADO] L = R.O. 14'-3" (1/A08.21); bulkhead 1'-6" [CONFIRMADO 4/A08.21]; above-ceiling band = 15.375 - 10.0 = 5.375 | 14.25 | 5.375 | 0 | 16 | 1 | 0 | 0 | 0 | 0 | 0 | 0 | 86 |  |  | 18 |  | 14.25 | 14.25 | 28.5 |  |  | 133.5938 |  |  |  |  | 76.5938 |  |  |  | 76.5938 |  | 28.5
TYPE / SCOPE: soffit
Cash Window 116 CSR soffit, GB 8'-0" over teller line (3'-5" wide x 12'-0 1/4"), 1'-0" drop below ACT-4 9'-0" both sides: 3 5/8" metal studs @16", kickers to structure @48", 5/8" FRT plywood blocking, 5/8" GWB bottom + faces + ends, corner bead, paint P-18 | A04.01 (116 GB 8'-0") -> A12.08 CSR LINE (3'-5", 12'-0 1/4" R.O. HOLD) -> 10/A09.33 CEILING DETAIL @ CSR SOFFIT -> 8/A09.33 TYPICAL BULKHEAD -> S2.20 | [DERIVADO] L = 12.01 (RCP lines y1128.5-1344.7) = 12'-0 1/4" printed A12.08; width 3.41 = 3'-5" printed; drop 1.0 = 9'-0" - 8'-0" | 12.01 | 1 | 0 | 16 | 1 | 0 | 0 | 0 | 0 | 0 | 0 |  | 133.26 | [8 empty] | 71.7941 | [9 empty] | 24.02 | 30.84 |  |  |  |  | 48.04
TYPE / SCOPE: EXT 6" CFMF
EXT-S 6" CFMF exterior wall - SOUTH (plan) - grid A, LOW zone: South wall x894.5-1852.9 (door 123). Interior side: 5/8" GWB @ perimeter exterior wall to deck (to 13.052 ft) ¦ exterior side: 5/8" FRT plywood bonded to 2 1/2" polyiso (sheathing/insulation system) full height; parapet 4.365 ft above deck: back side 5/8" exterior gypsum sheathing | A02.01 -> F/A09.22 T/STUD LP 17'-5"; 4/A09.25 DOOR JAMB; 13,14/A09.27 -> S5.20 METAL STUD PROPERTIES (600S137-33 @16", bottom 600T125-33, top 600T200-97; 1 1/2" C.R. CHANNEL @48") -> 4/A09.26 PARAPET -> S2.20 (B.O.D.) | [DERIVADO] L = A02.01 vector y1693.4/1710.8 /18 pt/ft; T/STUD 17.417 = 17'-5" (A09.21); deck 13.052 | 53.24 | 17.417 | 1 | 16 | 1 | 6 | 13.052 | 1 | 0 | 0 | 24 | 613.444 |  |  |  | 205.155 | 50.24 | 53.24 |  | 4 | 212.96 | 670.8885 |  |  | 232.3926 |  | 903.2811 | [5 empty] | 22
EXT-E1 6" CFMF exterior wall - EAST (plan) - grid 8, HI zone: East wall y327.5-1244.4 (Offices 105-108, Cash Window). Interior side: 5/8" GWB @ perimeter exterior wall to deck (to 15.375 ft) ¦ exterior side: 5/8" FRT plywood bonded to 2 1/2" polyiso (sheathing/insulation system) full height; parapet 2.042 ft above deck: back side 5/8" exterior gypsum sheathing | A02.01 -> D/A09.22 T/STUD LP 17'-5", B/GLAZING 6'-6", T/GLAZING 8'-6"; 3/A09.25 WINDOW JAMB -> S5.20 METAL STUD PROPERTIES (600S137-33 @16", bottom 600T125-33, top 600T200-97; 1 1/2" C.R. CHANNEL @48") -> 4/A09.26 PARAPET -> S2.20 (B.O.D.) | [DERIVADO] L = A02.01 vector x1843.1/1852.9 /18 pt/ft; T/STUD 17.417 = 17'-5" (A09.21); deck 15.375 | 50.94 | 17.417 | 1 | 16 | 1 | 18 | 15.375 | 1 | 0 | 0 | 64 | 891.75 |  |  |  | 118.436 | 50.94 | 50.94 |  | 36 | 203.76 | 719.2025 |  |  | 104.0195 |  | 823.222 | [5 empty] | 80
EXT-N2 6" CFMF exterior wall - NORTH (plan) - grid F: Wall above north storefront (26'-3", x1143.2-1615.6): T/GLAZING 8'-6" to T/STUD. Interior side: 5/8" GWB @ perimeter exterior wall to deck (to 15.375 ft) ¦ exterior side: 5/8" FRT plywood bonded to 2 1/2" polyiso (sheathing/insulation system) full height; parapet 2.042 ft above deck: back side 5/8" exterior gypsum sheathing | A02.01 -> A/A09.21 T/GLAZING 8'-6"; 2/A09.26 STOREFRONT HEAD -> S5.20 METAL STUD PROPERTIES (600S137-33 @16", bottom 600T125-33, top 600T200-97; 1 1/2" C.R. CHANNEL @48") -> 4/A09.26 PARAPET -> S2.20 (B.O.D.) | [DERIVADO] L = A02.01 26'-3" printed; RCP line y320 x1143.2-1615.6 /18 pt/ft; T/STUD 17.417 = 17'-5" (A09.21); deck 15.375 | 26.24 | 17.417 | 1 | 16 | 1 | 2 | 15.375 | 1 | 0 | 0 | 0 | 158.125 |  |  |  | 46.966 | 0 | 26.24 | 26.24 |  | 52.48 | 180.4 |  |  | 53.5821 |  | 233.9821 | [5 empty] | 52.48
EXT-W2 6" CFMF exterior wall - WEST (plan) - grid 2, LOW zone: West wall y1244.4-1710.8 (Restrooms, Janitor, Wellness). Interior side: 5/8" GWB @ perimeter exterior wall to deck (to 13.052 ft) ¦ exterior side: 5/8" FRT plywood bonded to 2 1/2" polyiso (sheathing/insulation system) full height; parapet 4.365 ft above deck: back side 5/8" exterior gypsum sheathing | A02.01 -> H/A09.23 -> S5.20 METAL STUD PROPERTIES (600S137-33 @16", bottom 600T125-33, top 600T200-97; 1 1/2" C.R. CHANNEL @48") -> 4/A09.26 PARAPET -> S2.20 (B.O.D.) | [DERIVADO] L = A02.01 vector x894.5/911.9 /18 pt/ft; T/STUD 17.417 = 17'-5" (A09.21); deck 13.052 | 25.91 | 17.417 | 1 | 16 | 1 | 2 | 13.052 | 1 | 0 | 0 | 0 | 300.196 |  |  |  | 100.395 | 25.91 | 25.91 |  |  | 103.64 | 338.1773 |  |  | 113.0971 |  | 451.2745
EXT-E2 6" CFMF exterior wall - EAST (plan) - grid 8, LOW zone: East wall y1244.4-1703.4 (Cash Window, Work Room 119). Interior side: 5/8" GWB @ perimeter exterior wall to deck (to 13.052 ft) ¦ exterior side: 5/8" FRT plywood bonded to 2 1/2" polyiso (sheathing/insulation system) full height; parapet 4.365 ft above deck: back side 5/8" exterior gypsum sheathing | A02.01 -> D/A09.22 -> S5.20 METAL STUD PROPERTIES (600S137-33 @16", bottom 600T125-33, top 600T200-97; 1 1/2" C.R. CHANNEL @48") -> 4/A09.26 PARAPET -> S2.20 (B.O.D.) | [DERIVADO] L = A02.01 vector x1843.1/1852.9 /18 pt/ft; T/STUD 17.417 = 17'-5" (A09.21); deck 13.052 | 25.5 | 17.417 | 1 | 16 | 1 | 2 | 13.052 | 1 | 0 | 0 | 0 | 300.196 |  |  |  | 100.395 | 25.5 | 25.5 |  |  | 102 | 332.826 |  |  | 111.3075 |  | 444.1335
EXT-W1 6" CFMF exterior wall - WEST (plan) - grid 2, HI zone: West wall y840.7-1244.4 (Offices 109-110). Interior side: 5/8" GWB @ perimeter exterior wall to deck (to 15.375 ft) ¦ exterior side: 5/8" FRT plywood bonded to 2 1/2" polyiso (sheathing/insulation system) full height; parapet 2.042 ft above deck: back side 5/8" exterior gypsum sheathing | A02.01 -> H/A09.23 T.O. PARAPET 1 17'-9" -> T/STUD 17'-5"; 3/A09.25 -> S5.20 METAL STUD PROPERTIES (600S137-33 @16", bottom 600T125-33, top 600T200-97; 1 1/2" C.R. CHANNEL @48") -> 4/A09.26 PARAPET -> S2.20 (B.O.D.) | [DERIVADO] L = A02.01 vector x894.5/911.9 /18 pt/ft; T/STUD 17.417 = 17'-5" (A09.21); deck 15.375 | 22.43 | 17.417 | 1 | 16 | 1 | 10 | 15.375 | 1 | 0 | 0 | 32 | 430.5 |  |  |  | 57.176 | 22.43 | 22.43 |  | 18 | 89.72 | 312.8612 |  |  | 45.8021 |  | 358.6633 | [5 empty] | 40
EXT-W4 6" CFMF exterior wall - WEST (plan) - grid 3, HP block: West wall 24 HR Vestibule 101 + ATM Room 102 (y454.4-848.4) incl. Day 1 ATM. Interior side: 5/8" GWB @ perimeter exterior wall to deck (to 15.375 ft) ¦ exterior side: 5/8" FRT plywood bonded to 2 1/2" polyiso (sheathing/insulation system) full height; parapet 4.292 ft above deck: back side 5/8" exterior gypsum sheathing | A02.01 -> J/A09.23 T.O. PARAPET 2 20'-0"; A08.11 ATM -> S5.20 METAL STUD PROPERTIES (600S137-33 @16", bottom 600T125-33, top 600T200-97; 1 1/2" C.R. CHANNEL @48") -> 4/A09.26 PARAPET -> S2.20 (B.O.D.) | [DERIVADO] L = RCP line x824.8 y454.4-848.4 /18 pt/ft; T/STUD 19.667 = 19'-8" (A09.21); deck 15.375 | 21.89 | 19.667 | 1 | 16 | 1 | 2 | 15.375 | 1 | 0 | 0 | 0 | 307.5 |  |  |  | 85.84 | 21.89 | 21.89 |  |  | 87.56 | 336.5587 |  |  | 93.9519 |  | 430.5106
EXT-N3 6" CFMF exterior wall - NORTH (plan) - grid G: Wall above vestibule 100 storefront (x824.8-1143.1): T/GLAZING 8'-6" to T/STUD HP. Interior side: 5/8" GWB @ perimeter exterior wall to deck (to 15.375 ft) ¦ exterior side: 5/8" FRT plywood bonded to 2 1/2" polyiso (sheathing/insulation system) full height; parapet 4.292 ft above deck: back side 5/8" exterior gypsum sheathing | A02.01 -> A/A09.21 + B/A09.21 T/STUD HP 19'-8"; 1/A09.26 ENTRANCE DOOR -> S5.20 METAL STUD PROPERTIES (600S137-33 @16", bottom 600T125-33, top 600T200-97; 1 1/2" C.R. CHANNEL @48") -> 4/A09.26 PARAPET -> S2.20 (B.O.D.) | [DERIVADO] L = RCP line y301.9 x824.8-1143.1 /18 pt/ft; T/STUD 19.667 = 19'-8" (A09.21); deck 15.375 | 17.68 | 19.667 | 1 | 16 | 1 | 2 | 15.375 | 1 | 0 | 0 | 0 | 116.875 |  |  |  | 72.964 | 0 | 17.68 | 17.68 |  | 35.36 | 121.55 |  |  | 75.8826 |  | 197.4326 | [5 empty] | 35.36
EXT-N1 6" CFMF exterior wall - NORTH (plan) - grid F: North wall at Offices 105 (x1615.6-1852.9). Interior side: 5/8" GWB @ perimeter exterior wall to deck (to 15.375 ft) ¦ exterior side: 5/8" FRT plywood bonded to 2 1/2" polyiso (sheathing/insulation system) full height; parapet 2.042 ft above deck: back side 5/8" exterior gypsum sheathing | A02.01 -> C/A09.21 T/STUD LP 17'-5" -> S5.20 METAL STUD PROPERTIES (600S137-33 @16", bottom 600T125-33, top 600T200-97; 1 1/2" C.R. CHANNEL @48") -> 4/A09.26 PARAPET -> S2.20 (B.O.D.) | [DERIVADO] L = A02.01 vector y327.5/337.4 x1615.6-1852.9 /18 pt/ft; T/STUD 17.417 = 17'-5" (A09.21); deck 15.375 | 13.18 | 17.417 | 1 | 16 | 1 | 2 | 15.375 | 1 | 0 | 0 | 0 | 199.875 |  |  |  | 26.546 | 13.18 | 13.18 |  |  | 52.72 | 202.6425 |  |  | 26.9136 |  | 229.5561
EXT-W5 6" CFMF exterior wall - WEST (plan) - grid 3, HP block: Wall above vestibule 100 west storefront (y301.9-454.4). Interior side: 5/8" GWB @ perimeter exterior wall to deck (to 15.375 ft) ¦ exterior side: 5/8" FRT plywood bonded to 2 1/2" polyiso (sheathing/insulation system) full height; parapet 4.292 ft above deck: back side 5/8" exterior gypsum sheathing | A02.01 -> 1/A09.25 STOREFRONT PIER -> S5.20 METAL STUD PROPERTIES (600S137-33 @16", bottom 600T125-33, top 600T200-97; 1 1/2" C.R. CHANNEL @48") -> 4/A09.26 PARAPET -> S2.20 (B.O.D.) | [DERIVADO] L = RCP line x832.4 from y454.4 /18 pt/ft; T/STUD 19.667 = 19'-8" (A09.21); deck 15.375 | 8.47 | 19.667 | 1 | 16 | 1 | 2 | 15.375 | 1 | 0 | 0 | 0 | 68.75 |  |  |  | 42.92 | 0 | 8.47 | 8.47 |  | 16.94 | 58.2313 |  |  | 36.3532 |  | 94.5845 | [5 empty] | 16.94
EXT-W3 6" CFMF exterior wall - WEST (plan) - grid 3 step: West step wall y840 (x824.8-894.5). Interior side: 5/8" GWB @ perimeter exterior wall to deck (to 15.375 ft) ¦ exterior side: 5/8" FRT plywood bonded to 2 1/2" polyiso (sheathing/insulation system) full height; parapet 2.042 ft above deck: back side 5/8" exterior gypsum sheathing | A02.01 -> J/A09.23 -> S5.20 METAL STUD PROPERTIES (600S137-33 @16", bottom 600T125-33, top 600T200-97; 1 1/2" C.R. CHANNEL @48") -> 4/A09.26 PARAPET -> S2.20 (B.O.D.) | [DERIVADO] L = RCP line y848.4 x824.8-894.5 /18 pt/ft; T/STUD 17.417 = 17'-5" (A09.21); deck 15.375 | 3.87 | 17.417 | 1 | 16 | 1 | 2 | 15.375 | 1 | 0 | 0 | 0 | 92.25 |  |  |  | 12.252 | 3.87 | 3.87 |  |  | 15.48 | 59.5012 |  |  | 7.9025 |  | 67.4038
TYPE / SCOPE: parapet
PAR-HP1 6" CFMF parapet return of high block above main roof: HP block east return (x~1141, y301.9-848.4); 19.667 - 15.375 = 4.29 ft; exterior gypsum sheathing roof side + FRT plywood/polyiso ACM side | A09.01 WEST ELEVATION + A09.02 NORTH ELEVATION (EPS-3 BEYOND, T.O. PARAPET 2 20'-0") -> J/A09.23 -> 4/A09.26 PARAPET -> S5.20 | [DERIVADO] L = vector line of HP block on A02.01/A04.01; H = 19.667 - 15.375 = 4.292 [RFI-06 confirm HP block extent] | 30.36 | 4.292 | 0 | 16 | 1 | 0 | 0 | 0 | 0 | 0 | 0 |  |  |  |  | 103.008 | 30.36 | 30.36 |  |  | 30.36 |  |  |  | 130.3051 |  | 130.3051
PAR-HP2 6" CFMF parapet return of high block above main roof: HP block south return (y~848, x824.8-1141); 19.667 - 15.375 = 4.29 ft; exterior gypsum sheathing roof side + FRT plywood/polyiso ACM side | A09.01 WEST ELEVATION + A09.02 NORTH ELEVATION (EPS-3 BEYOND, T.O. PARAPET 2 20'-0") -> J/A09.23 -> 4/A09.26 PARAPET -> S5.20 | [DERIVADO] L = vector line of HP block on A02.01/A04.01; H = 19.667 - 15.375 = 4.292 [RFI-06 confirm HP block extent] | 17.68 | 4.292 | 0 | 16 | 1 | 0 | 0 | 0 | 0 | 0 | 0 |  |  |  |  | 64.38 | 17.68 | 17.68 |  |  | 17.68 |  |  |  | 75.8826 |  | 75.8826
TYPE / SCOPE: canopy soffit
Canopy soffit (west drive-up + north/east perimeter canopy), PT-4 5/8" cement plaster (by others) on 5/8" exterior grade FRT plywood sheathing on 3 5/8" metal stud framing @16" O.C. Area = canopy edge polygon (RCP A04.01 lines) - building footprint = 1374.6 SF | A04.01 (dotted GB/PT-4 canopy area) -> 3/A09.26 ENTRANCE CANOPY -> 7/A09.26 SIDE CANOPY -> 4,5/A09.33 CANOPY LINEAR LIGHT (5/8" EXTERIOR SHEATHING ON 3 5/8" CFMF @16") -> S2.20 (W12x19 CANOPY steel) | [DERIVADO] shoelace area of 12-vertex polygon on A04.01 (pt/18)^2 = 1374.6 SF | 1374.6 | 1 | 0 | 16 | 1 | 0 | 0 | 0 | 0 | 0 | 0 |  | 1030.95 | [13 empty] | 1374.6 | [5 empty] | 207.57 |  |  |  |  | 207.57
South canopy over door 123 (x947.6-1361.6, 3.01 ft deep): soffit 69.3 SF + fascia 29.02 LF, same build-up | A04.01 (south canopy) -> F/A09.22 SECTION F (T/CANOPY 12'-8", B/CANOPY 10'-6") -> 7/A09.26 -> S5.20 | [DERIVADO] 23.0 x 3.01 from A04.01 lines | 69.3 | 1.865 | 0 | 16 | 1 | 0 | 0 | 0 | 0 | 0 | 0 |  | 94.87 |  |  |  | 29.02 | 29.02 | [8 empty] | 123.4223 | [5 empty] | 29.02 |  |  |  |  | 29.02
TYPE / SCOPE: canopy fascia
Canopy fascia framing: 3 5/8" metal studs @16" B/STUD 10'-8 5/8" to T/STUD 12'-7" (1.865 ft), composite metal panel (by others) on AWB on 5/8" ext. grade FRT plywood; perimeter 207.57 LF | A04.01 -> 3/A09.26 -> 7/A09.26 (T/STUD 12'-7", B/STUD 10'-8 5/8") -> S5.20 (362S137-33) | [DERIVADO] perimeter of canopy edge on A04.01 = 207.57 LF; H = 12.583 - 10.719 | 207.57 | 1.865 | 0 | 16 | 1 | 0 | 0 | 0 | 0 | 0 | 0 |  | 292.805 |  |  |  | 207.57 | 207.57 | [8 empty] | 387.118
TYPE / SCOPE: column wrap
Canopy column wraps (4 EA at grid 1): 3 5/8" metal framing, FOS 1'-2 1/2" each side, 5/8" ext. grade FRT plywood, PT-03 stucco by others; slab to B/CANOPY 10'-6" | A02.01 (4 canopy columns grid 1) -> 5/A09.25 DETAIL @ CANOPY COLUMN (FOS 1'-2 1/2") -> A09.01 WEST ELEVATION (B/CANOPY 10'-6") -> S2.10/S2.20 columns | [DERIVADO] framing perimeter = 4 x 14.5" = 4.833 ft/col x 4 cols = 19.33 LF; sheathing perimeter = 4 x (14.5"+1.25") = 5.25 ft/col; H = 10'-6" - 0'-0" | 19.33 | 10.5 | 0 | 16 | 1 | 0 | 0 | 0 | 0 | 0 | 0 |  | 168 |  |  |  | 19.33 | 19.33 | [8 empty] | 220.5 | [5 empty] | 168
TYPE / SCOPE: C1 pier
Storefront piers / column enclosures at vestibule (4 EA, tagged C1 on A02.01): 3 5/8" metal framing + 3/4" FRT plywood + 5/8" GWB interior faces, perimeter 21.28 LF to deck | A02.01 (C1 tags at vestibule columns) -> 1,2/A09.25 DETAIL @ STOREFRONT PIER -> 6/A12.01 (C1) -> S2.20 | [DERIVADO] perimeters from vector boxes: 6.44+6.56+4.00+4.28 = 21.28 LF; H = 15.375 [RFI-05 C1 tag vs pier detail] | 21.28 | 15.375 | 0 | 16 | 1 | 0 | 0 | 0 | 0 | 0 | 0 |  | 492 |  |  |  | 21.28 | 21.28 |  |  |  | 327.18 |  |  |  |  | 327.18 | [5 empty] | 246
TYPE / SCOPE: GWB ceiling
GWB ceiling Waiting 104 (GB island) at 11.0 ft A.F.F. (510.9 SF): 5/8" GWB on 7/8" furring channel @16" O.C. on 1 1/2" carrying channel @48" O.C., 12 GA hanger wire @48"x48" (4.375 ft to deck), perimeter track 94.06 LF; free edges N+W+E = 77.03 LF drop 6" to ACT-4 11'-6" (7/A09.33): GWB 38.5 SF + corner bead | A04.01 (tag GB 11.0') -> A04.01 RCP NOTES A,E -> 3/A09.33 (12 GAUGE HANGER WIRE) -> 7/A09.33 TRANSITION -> S2.20 (deck) | [DERIVADO] area = 17.03 x 30.00 (RCP lines x1223.9-1530.4, y427.4-967.4; 30'-0" printed); hanger = 15.375 - 11.0 | 510.9 | 4.375 | 0 | 16 | 1 | 0 | 0 | 0 | 0 | 0 | 0 |  | 86.8863 | [8 empty] | 549.415 | [10 empty] | 77.03 |  | 383.175 | 127.725 | 140 | 94.06
GWB ceiling 24 HR Vestibule 101 at 10.0 ft A.F.F. (155.5 SF): 5/8" GWB on 7/8" furring channel @16" O.C. on 1 1/2" carrying channel @48" O.C., 12 GA hanger wire @48"x48" (5.375 ft to deck), perimeter track 53.91 LF | A04.01 (tag GB 10.0') -> A04.01 RCP NOTES A,E -> 3/A09.33 (12 GAUGE HANGER WIRE) -> 7/A09.33 TRANSITION -> S2.20 (deck) | [DERIVADO] area = polygon x832.4-1125.2 / diagonal F wall; hanger = 15.375 - 10.0 | 155.5 | 5.375 | 0 | 16 | 1 | 0 | 0 | 0 | 0 | 0 | 0 | [10 empty] | 155.5 | [12 empty] | 116.625 | 38.875 | 53.75 | 53.91
GWB ceiling Vestibule 100 at 10.0 ft A.F.F. (122.8 SF): 5/8" GWB on 7/8" furring channel @16" O.C. on 1 1/2" carrying channel @48" O.C., 12 GA hanger wire @48"x48" (5.375 ft to deck), perimeter track 48.3 LF | A04.01 (tag GB 10.0') -> A04.01 RCP NOTES A,E -> 3/A09.33 (12 GAUGE HANGER WIRE) -> 7/A09.33 TRANSITION -> S2.20 (deck) | [DERIVADO] area = 16.27 x 7.86 (x832.4-1125.2, y319.6-461) - column boxes 5.1; hanger = 15.375 - 10.0 | 122.8 | 5.375 | 0 | 16 | 1 | 0 | 0 | 0 | 0 | 0 | 0 | [10 empty] | 122.8 | [12 empty] | 92.1 | 30.7 | 43 | 48.3
GWB ceiling Women's RR 114 at 8.5 ft A.F.F. (76.2 SF): 5/8" GWB on 7/8" furring channel @16" O.C. on 1 1/2" carrying channel @48" O.C., 12 GA hanger wire @48"x48" (4.552 ft to deck), perimeter track 36.8 LF | A04.01 (tag GB 8.5') -> A04.01 RCP NOTES A,E -> 3/A09.33 (12 GAUGE HANGER WIRE) -> 7/A09.33 TRANSITION -> S2.20 (deck) | [DERIVADO] area = 11.73 x 6.67 - fountain alcove 2.0; hanger = 13.052 - 8.5 | 76.2 | 4.552 | 0 | 16 | 1 | 0 | 0 | 0 | 0 | 0 | 0 | [10 empty] | 76.2 | [12 empty] | 57.15 | 19.05 | 22.76 | 36.8
GWB ceiling Men's RR 113 at 8.5 ft A.F.F. (76.2 SF): 5/8" GWB on 7/8" furring channel @16" O.C. on 1 1/2" carrying channel @48" O.C., 12 GA hanger wire @48"x48" (4.552 ft to deck), perimeter track 36.8 LF | A04.01 (tag GB 8.5') -> A04.01 RCP NOTES A,E -> 3/A09.33 (12 GAUGE HANGER WIRE) -> 7/A09.33 TRANSITION -> S2.20 (deck) | [DERIVADO] area = 11.73 x 6.67 - fountain alcove 2.0; hanger = 13.052 - 8.5 | 76.2 | 4.552 | 0 | 16 | 1 | 0 | 0 | 0 | 0 | 0 | 0 | [10 empty] | 76.2 | [12 empty] | 57.15 | 19.05 | 22.76 | 36.8
TYPE / SCOPE: insulation
Sound batt insulation above restroom ceilings 113/114 (RCP keynote 11) | A04.01 keynote 11 INSTALL SOUND BATT INSULATION ABOVE CEILING -> CIE-113/CIE-114 | [DERIVADO] = CIE-113 + CIE-114 areas | 152.4 | 0 | 0 | 16 | 1 | 0 | 0 | 0 | 0 | 0 | 0 | [19 empty] | 152.4
TYPE / SCOPE: FRT blocking
Wall stop blocking 2'-0" per door at 14 wood doors (102,111-122): 14 x 2.0 | A00.30 DOOR SHEET NOTE D "PROVIDE BLOCKING AT EACH WALL STOP" -> HARDWARE GROUP 08 (1 EA WALL STOP) [RFI-09 confirm per group] | [DERIVADO] piece-by-piece list in description | 28 | 0 | 0 | 16 | 1 | 0 | 0 | 0 | 0 | 0 | 0 | [20 empty] | 28
Restroom accessories (x2 rooms): grab bars 42"(4.0)+36"(3.5)+18"(2.0), mirror 2x2.0, soap 1.5, TP 1.5, dryer 2x2.0, baby station 2x3.0, seat cover 1.5, utility hook 1.5, coat hook 1.0, lavatory 2x2.0 = 32.5 LF/room + napkin disposal 1.5 (women) = 66.5 | A08.01 SHEET NOTE E "FRT BLOCKING IN WALLS FOR ALL TOILET ROOM ACCESSORIES" -> TOILET ACCESSORY LEGEND TA-3..TA-17 -> ELEVATIONS A,B,C,D/A08.01 | [DERIVADO] piece-by-piece list in description | 66.5 | 0 | 0 | 16 | 1 | 0 | 0 | 0 | 0 | 0 | 0 | [20 empty] | 66.5
Millwork: MW01 2 runs x 3.1=6.2; MW07 base+upper 2 x 6.6=13.2; MW08 1 x 7.4; MW11 1 x 12.6; MW12 counter+upper 2 x 8.9=17.8; MW13 2 x 11.67=23.3; MW21 1 x 15.2; MW18 2 x 5.0=10.0; MW05/MW06A shelf standards 6 x 7.0=42.0 -> total 147.7 | A00.30 MILLWORK SCHEDULE -> A12.03/A12.04/A12.05/A12.06 -> A02.01 note C | [DERIVADO] piece-by-piece list in description | 147.7 | 0 | 0 | 16 | 1 | 0 | 0 | 0 | 0 | 0 | 0 | [20 empty] | 147.7
85" display media monitor (keynote 7) on C1 furring W-61: 2 runs x 6.0 | A02.01 KEY NOTE 7 "PROVIDE BLOCKING IN WALL AS REQUIRED" -> A11.01 (elev 7/8) -> W-61 | [DERIVADO] piece-by-piece list in description | 12 | 0 | 0 | 16 | 1 | 0 | 0 | 0 | 0 | 0 | 0 | [20 empty] | 12
Lockers (keynote 5) - allowance 2 runs x 6.0 | A02.01 KEY NOTE 5 "PROVIDE BLOCKING IN WALL AS REQUIRED FOR LOCKERS" [RFI-09 locker location/length] | [DERIVADO] piece-by-piece list in description | 12 | 0 | 0 | 16 | 1 | 0 | 0 | 0 | 0 | 0 | 0 | [20 empty] | 12
Roof hatch / ladder at Janitor 112 (keynote 3/4, RCP 9): ladder bracket blocking 2 x 2.0 + hatch curb 4 x 2.5 | A04.01 KEY NOTE 9 "ROOF HATCH AND LADDER. PROVIDE BLOCKING AS REQUIRED" -> A09.30 | [DERIVADO] piece-by-piece list in description | 14 | 0 | 0 | 16 | 1 | 0 | 0 | 0 | 0 | 0 | 0 | [20 empty] | 14
Wall-mounted equipment (FEC-1, FEC-2 surround, A11 artwork x6 offices 4.0 each, electrical panels/AV) - allowance | A02.01 CONSTRUCTION PLAN NOTE C "PROVIDE BLOCKING FOR ALL EQUIPMENT AND ACCESSORIES MOUNTED ON WALLS" -> A11.04 ARTWORK | [DERIVADO] piece-by-piece list in description | 40 | 0 | 0 | 16 | 1 | 0 | 0 | 0 | 0 | 0 | 0 | [20 empty] | 40
3/4" FRT plywood blocking at parapet top / coping (exterior perimeter 269.35 LF (EXT rows) + HP returns 48.04 = 317.39 LF) | 4/A09.26 "3/4" F.R.T. PLYWOOD BLOCKING AS REQUIRED" -> A09.21/A09.22/A09.23 | [DERIVADO] piece-by-piece list in description | 317.39 | 0 | 0 | 16 | 1 | 0 | 0 | 0 | 0 | 0 | 0 | [20 empty] | 317.39
TYPE / SCOPE: FRT plywood
3/4" fire rated plywood backboard painted white, 6" AFF (keynote 6) - NER 121 + Electrical 120: 2 sheets 4x8 each room = 128 SF | A02.01 KEY NOTE 6 -> A11.03 INTERIOR ELEVATIONS (NER/ELECTRICAL) | [DERIVADO] 4 sheets x 32 SF [RFI-09 confirm wall extents] | 128 | 0 | 0 | 16 | 1 | 0 | 0 | 0 | 0 | 0 | 0 | [15 empty] | 128
TYPE / SCOPE: framed openings
Framed openings: FEC-1 + FEC-2 recessed cabinets (2), TA-14 recessed waste receptacles (2), TA-13 hand dryer recess kits (2), 2'x2' locking access panel in Vestibule GB ceiling (RCP keynote 4) (1), Day 1 ATM through-wall at W-71 + EXT-W4 (2) = 9 EA | A02.01 (FEC-1, FEC-2) -> A08.01 TA-13/TA-14 -> A04.01 KEY NOTE 4 -> A08.11 ATM DETAILS | [DERIVADO] count | 9 | 0 | 0 | 16 | 1 | 0 | 0 | 0 | 0 | 0 | 0 |  | 72 | [25 empty] | 9
TYPE / SCOPE: FRP
FRP WC-3 (Marlite Symmetrix) restrooms 113/114: band 0'-6" to 5'-0" (4.5 ft) around room perimeter less door: 2 x (36.8 - 3.0) LF | A08.01 TOILET ROOM FINISH SCHEDULE (WC-3) -> ELEVATIONS A-D/A08.01 "5'-0" TO TOP OF FRP" -> 3,7/A08.01 FRP DETAILS -> A00.40 (WC-3 GC/GC) | [DERIVADO] 67.6 LF x 4.5 ft | 67.6 | 4.5 | 0 | 16 | 1 | 0 | 0 | 0 | 0 | 0 | 0 | [17 empty] | 304.2 |  |  |  | 67.6
FRP Janitor 112 at mop sink: 0 to 4'-0" AFF, back + 2 sides, mop sink 2.5 ft wide each = 7.5 LF | A05.01 FINISH KEY NOTE 6 -> 4,5/A08.01 MOP SINK -> A00.40 | [DERIVADO] 7.5 LF x 4.0 ft | 7.5 | 4 | 0 | 16 | 1 | 0 | 0 | 0 | 0 | 0 | 0 | [17 empty] | 30 |  |  |  | 7.5
TYPE / SCOPE: Level 5
Level 5 finish at WC-18 felt panels (6 office walls: W-95, W-81, W-82, W-85, W-86 office side + EXT-N1 office 105 = 11.77x3+11.63x2+12.28 = 70.87 LF x 9.0) + WC-22 waiting (W-61 9.29 x 11.0) + WC-20 24HR vestibule F wall lobby side (17.46 x 10.0) | A05.01 FINISH KEY NOTES 9,10,12 -> A00.40 WC-18/WC-20/WC-22 "WALL SURFACE TO BE LEVEL 5" -> A11.04 / A11.01 | [DERIVADO] 637.8 + 102.2 + 174.6 | 914.6 | 0 | 0 | 16 | 1 | 0 | 0 | 0 | 0 | 0 | 0 | [28 empty] | 914.6
TYPE / SCOPE: MEP
MEP crossings at full-height partitions (B, B2, G, G1, F, A1K) and exterior walls: geometric cross-check NOT performed (no registration); framed duct openings per S5.20 WALL OPENINGS DETAILS - no quantity carried | A02.01 -> M01.01 MECHANICAL NEW WORK PLAN -> P01.01/P01.02 -> S5.20 WALL OPENINGS DETAILS | [PENDIENTE] RFI-10 | 0 | 0 | 0 | 16 | 1 | 0 | 0 | 0 | 0 | 0 | 0
TOTAL NET (all rows) | [13 empty] | 5321.172 | 6154.9452 | 4071.75 | 18 | 1036.433 | 1090.2 | 1188.09 | 198.03 | 58 | 1804.11 | 17207.5053 | 261.8231 | 38.0503 | 1107.3923 | 0 | 7346.0932 | 60.88 | 334.2 | 0 | 5289.7697 | 722.25 | 1332.82 | 1190.56 | 706.2 | 235.4 | 282.27 | 554.5 | 9 | 914.6
WASTE % (own cell, editable: metal 15%, board 6%; none on blocking count items, framed openings, Level 5) | [13 empty] | 15% | 15% | 15% | 15% | 15% | 15% | 15% | 15% | 15% | 15% | 6% | 6% | 6% | 6% | 6% | 6% | 6% | 6% | 6% | 0% | 0% | 15% | 0% | 15% | 15% | 15% | 15% | 0% | 0%
WASTE quantity | [13 empty] | 798.1758 | 923.2418 | 610.7625 | 2.7 | 155.4649 | 163.53 | 178.2135 | 29.7045 | 8.7 | 270.6165 | 1032.4503 | 15.7094 | 2.283 | 66.4435 | 0 | 440.7656 | 3.6528 | 20.052 | 0 | 0 | 0 | 199.923 | 0 | 105.93 | 35.31 | 42.3405 | 83.175 | 0 | 0
PURCHASE (net + waste) | [13 empty] | 6119.3478 | 7078.187 | 4682.5125 | 20.7 | 1191.898 | 1253.73 | 1366.3035 | 227.7345 | 66.7 | 2074.7265 | 18239.9556 | 277.5325 | 40.3333 | 1173.8359 | 0 | 7786.8588 | 64.5328 | 354.252 | 0 | 5289.7697 | 722.25 | 1532.743 | 1190.56 | 812.13 | 270.71 | 324.6105 | 637.675 | 9 | 914.6
PURCHASE UNIT CONVERSION (sheet size is a variable - edit width x length)
Gyp board sheet width (ft) |  |  | 4
Gyp board sheet length (ft) |  |  | 12
SF per sheet |  |  | 48
5/8" Gyp regular sheets |  |  | 380
5/8" Gyp MR sheets |  |  | 6
3/8" Gyp sheets (4x8) |  |  | 2
5/8" exterior gyp sheathing sheets (4x8) |  |  | 37
FRT plywood sheets (4x8) |  |  | 244
Stud stock length (ft) |  |  | 16
6" studs (pieces) |  |  | 383
3-5/8" studs (pieces) |  |  | 443
1-5/8" studs (pieces) |  |  | 293
2-1/2" studs (pieces) |  |  | 2
6" parapet studs (pieces) |  |  | 75
bottom track 10' pcs (pieces) |  |  | 126
top track 10' pcs (pieces) |  |  | 137

## Materials
Material (family) | Net | Waste % | Waste | Purchase | Unit | Source column
6" Metal Stud (LF) | 5321.172 | 15% | 798.1758 | 6119.3478 | LF | Takeoff column O
3-5/8" Metal Stud (LF) | 6154.9452 | 15% | 923.2418 | 7078.187 | LF | Takeoff column P
1-5/8" Metal Stud (LF) | 4071.75 | 15% | 610.7625 | 4682.5125 | LF | Takeoff column Q
2-1/2" Metal Stud (LF) | 18 | 15% | 2.7 | 20.7 | LF | Takeoff column R
6" parapet stud (LF) | 1036.433 | 15% | 155.4649 | 1191.898 | LF | Takeoff column S
Bottom track (LF) | 1090.2 | 15% | 163.53 | 1253.73 | LF | Takeoff column T
Top / deflection track (LF) | 1188.09 | 15% | 178.2135 | 1366.3035 | LF | Takeoff column U
Header / box beam (LF) | 198.03 | 15% | 29.7045 | 227.7345 | LF | Takeoff column V
Sill track (LF) | 58 | 15% | 8.7 | 66.7 | LF | Takeoff column W
Bracing C.R. channel 1-1/2" (LF) | 1804.11 | 15% | 270.6165 | 2074.7265 | LF | Takeoff column X
5/8" Gyp Board regular (SF) | 17207.5053 | 6% | 1032.4503 | 18239.9556 | SF | Takeoff column Y
5/8" Gyp MOISTURE RESISTANT (SF) | 261.8231 | 6% | 15.7094 | 277.5325 | SF | Takeoff column Z
3/8" Gyp Board (SF) | 38.0503 | 6% | 2.283 | 40.3333 | SF | Takeoff column AA
5/8" EXTERIOR gyp sheathing (SF) | 1107.3923 | 6% | 66.4435 | 1173.8359 | SF | Takeoff column AB
5/8" glass mat sheathing (SF) | 0 | 6% | 0 | 0 | SF | Takeoff column AC
FRT plywood (SF) | 7346.0932 | 6% | 440.7656 | 7786.8588 | SF | Takeoff column AD
Ballistic panel 3/8" UL752 fiberglass (SF) | 60.88 | 6% | 3.6528 | 64.5328 | SF | Takeoff column AE
FRP-1 (SF) | 334.2 | 6% | 20.052 | 354.252 | SF | Takeoff column AF
Durock / cement board (SF) | 0 | 6% | 0 | 0 | SF | Takeoff column AG
Batt insulation (SF) | 5289.7697 | 0% | 0 | 5289.7697 | SF | Takeoff column AH
FRT blocking (LF) | 722.25 | 0% | 0 | 722.25 | LF | Takeoff column AI
Metal trim - corner bead / casing / shadow molding (LF) | 1332.82 | 15% | 199.923 | 1532.743 | LF | Takeoff column AJ
Acoustical sealant (LF) | 1190.56 | 0% | 0 | 1190.56 | LF | Takeoff column AK
Furring channel 7/8" (LF) | 706.2 | 15% | 105.93 | 812.13 | LF | Takeoff column AL
Carrying channel 1-1/2" (LF) | 235.4 | 15% | 35.31 | 270.71 | LF | Takeoff column AM
Hanger wire 12 GA (LF) | 282.27 | 15% | 42.3405 | 324.6105 | LF | Takeoff column AN
Track de ceilings / soffits (LF) | 554.5 | 15% | 83.175 | 637.675 | LF | Takeoff column AO
Framed openings MEP / recessed (EA) | 9 | 0% | 0 | 9 | EA | Takeoff column AP
Level 5 finish (SF) | 914.6 | 0% | 0 | 914.6 | SF | Takeoff column AQ

## Partition Types
Type | Detail | Stud | Spacing / gauge | Side 1 (layers / board / height) | Side 2 (layers / board / height) | Top track condition | Insulation | Status
A1 | 3/A12.01 | 3 5/8" 362S137-33 (S5.20) | 16" O.C., 33 mil (20 ga) | 1 layer 5/8" GWB to ceiling + 6" | 1 layer 5/8" GWB to ceiling + 6" | CONTINUOUS SLIP TRACK to underside of structure (3/A12.01); slip track profile not designated in S5.20 -> RFI-18 | Batt (YES) | [CONFIRMADO] 3/A12.01 table: 3 5/8", 5/8", 4 7/8"
A5 | 3/A12.01 | 6" 600S137-33 | 16" O.C. | 1 layer 5/8" GWB to ceiling + 6" | same | CONTINUOUS SLIP TRACK | Batt | [CONFIRMADO] 3/A12.01: 6", 5/8", 7 1/4"
B | 1/A12.01 | 3 5/8" | 16" O.C. | 1 layer 5/8" GWB full height to structure | same | CONTINUOUS SLIP TRACK | Batt | [CONFIRMADO] 1/A12.01: 3 5/8", 4 7/8"
B2 | 1/A12.01 | 6" | 16" O.C. | 1 layer 5/8" GWB full height | same | CONTINUOUS SLIP TRACK | Batt | [CONFIRMADO] 1/A12.01: 6", 7 1/4"
B2K | 1/A12.01 + 4/A12.01 (derived, not in schedule) | 6" | 16" O.C. | 3/8" UL752 fiberglass to 8'-0" + 5/8" GWB full height | 5/8" GWB full height | slip track | Batt | [DERIVADO] B2 + K (A5K delta 7 5/8" - 7 1/4" = 3/8"); measured 7.67" on A02.01 -> RFI-02
A1K | 4/A12.01 | 3 5/8" 14 GA | 24" O.C. MAX (WALL CONSTRUCTION SHALL INCLUDE) | teller side: 5/8" GWB over 3/8" UL752 LEVEL-2 fiberglass to 8'-0"; 3/8" GWB 8'-0" to structure | customer side: 5/8" GWB | CONTINUOUS SLIP TRACK; PAF @2'-0" O.C. alternating, within 3" of track ends | Batt | [CONFIRMADO] 4/A12.01 note text
C1 | 6/A12.01 | 3 5/8" | 16" O.C. | 1 layer 5/8" GWB (furred face) | -- (block / chase side) | to structure | -- | [CONFIRMADO] 6/A12.01
F | 12/A12.01 | 3 5/8" | 16" O.C., span floor to deck, brace as required | ATM lobby: 3/4" FRT plywood to deck + 5/8" GWB | ATM room: 5/8" GWB to ceiling + 6" | track to deck | Batt | [CONFIRMADO] 12/A12.01
G | 5/A12.01 | double row 1 5/8" + Soundguard isolator (Marinoware) | 16" O.C. each row | 2 layers 5/8" GWB to structure | 2 layers 5/8" GWB to structure | METAL STUD TRACK | Batt | [CONFIRMADO] 5/A12.01: 1 5/8", 6 1/8"
G1 | 5/A12.01 | double row 1 5/8" + isolator | 16" O.C. | 2 layers 5/8" GWB | 2 layers 5/8" GWB | METAL STUD TRACK | Batt | [CONFIRMADO] 5/A12.01: 8"
A6 / A8 / A5K | 2/A12.01, 4/A12.01 | -- | -- | -- | -- | -- | -- | NOT ON PLAN: no tag found on A02.01 (census 51 boxed tags) -> not quantified
EXT 6" CFMF | A09.21-A09.23, A09.26, S5.20 | 6" 600S137-33 | 16" O.C.; bottom 600T125-33; top 600T200-97; 1 1/2" C.R. channel @48" | interior: 5/8" GWB to deck | exterior: 5/8" FRT plywood bonded to 2 1/2" polyiso; parapet back 5/8" exterior gypsum sheathing | top track 600T200-97 at T/STUD | spray foam by others | [CONFIRMADO] S5.20 METAL STUD PROPERTIES

## RFIs
RFI | Question / condition | Delta of each alternative
RFI-01 | Exterior elevation titles transposed: A09.01 "SOUTH ELEVATION" shows the plan-north facade (entrance, grids 8->1) and A09.02 "NORTH ELEVATION" shows plan-south (door 123). A11.04 office elevations titled SOUTH show WC-18 which A05.01 places on the plan-north wall. Take-off follows plan orientation (north arrow A02.01). | No quantity change; risk of other trades mis-reading.
RFI-02 | Tag B2K (Cash Window NW stub) has no row in the 1/A12.01 schedule. Carried as B2 + 3/8" UL752 fiberglass panel (A5K logic), measured 7.67" in plan. | If plain B2: - 10.1 SF ballistic panel.
RFI-03 | LOW roof zone (grids A-B) deck slopes 13'-0 5/8" to 12'-6 3/8" (S2.20). Studs carried at high end 13.052 ft. | Using low end: - 126.6 LF of studs (and matching board on full-height faces).
RFI-04 | Office bulkheads 8,9/A12.01: "METAL STUD" double row with isolator, size not given. Carried 1 5/8" (G family). | If 3 5/8": same LF moves from 1-5/8" to 3-5/8" column (535.5 LF).
RFI-05 | C1 tags at the 4 vestibule column/pier boxes: 6/A12.01 shows C1 as block partition furring; 1,2/A09.25 show storefront pier (3 5/8" framing, 3/4" FRT plywood, 5/8" GWB). Carried as piers (PIER row). | --
RFI-06 | High parapet block (T.O. PARAPET 2 20'-0") extent: carried over vestibule/ATM block with east (30.36 LF) and south (17.68 LF) returns 4.29 ft high above main roof. | Returns = 206 SF FRT plywood + 206 SF ext. gyp sheathing + 262 LF parapet studs.
RFI-07 | Drinking fountain alcove (Corridor 111) drawn 4 7/8" while adjacent tags are B2 (7 1/4"). Carried as B (3 5/8"). | If B2: 8.69 LF moves from 3-5/8" to 6" studs.
RFI-08 | GWB ceiling suspension not specified (only "12 GAUGE HANGER WIRE" 3/A09.33). Carried 7/8" furring channel @16" on 1 1/2" CRC @48", 12 GA hanger wire @48"x48", perimeter track (ASTM C754). | Alt: drywall grid (heavy duty main runner + cross tee) - removes furring/CRC.
RFI-09 | Blocking allowances: wall stops on all 14 wood doors (confirm per hardware group), lockers keynote 5 (location not shown), 3/4" fire rated plywood backboards (extent), equipment note C. | Allowance lines BLK-WS 28 LF, BLK-LKR 12 LF, BB-NER 128 SF, BLK-EQ 40 LF.
RFI-10 | MEP crossings at full-height partitions and exterior walls not cross-checked geometrically (M01.01/P01.01 not registered). No framed duct openings carried. | To be priced after MEP review.
RFI-11 | Canopy soffit sheathing: 3,7/A09.26 = 5/8" ext. grade FRT plywood; 4,5/A09.33 = "5/8" EXTERIOR SHEATHING". Carried FRT plywood. | Alt 5/8" exterior gypsum sheathing on 1,443.9 SF.
RFI-12 | Coiling grille 103: opening height not legible on A08.21; head bulkhead 1'-6" taken from 4/A08.21 below 10'-0" ceiling. | --
RFI-13 | Day 1 ATM / Future ATM through-wall openings (A08.11) not deducted from F wall / EXT-W4 board and sheathing; counted as 2 framed openings. | Deduction approx. 2 x 2.25 x 4 = 18 SF per face.
RFI-14 | Exterior "sheathing/insulation system: 5/8" FRT plywood bonded to 2 1/2" polyiso" - confirm it is in the framing/drywall scope (often Div 07). | If excluded: - FRT plywood on exterior rows.
RFI-15 | Vestibule pier/column enclosures: board carried to deck. | To ceiling + 6" instead: approx. - 105 SF GWB.
RFI-16 | MR board (A08.01 note F "behind toilet and lavatory"): carried on the restroom wet wall furring (W-62/W-63) only. | Add exterior west wall restroom faces if toilets there.
RFI-17 | A1/A5 batt insulation carried full stud height (3/A12.01 shows batt + 2'-0" lap at ceiling). | To ceiling + 2'-0" only: reduces batt SF.
RFI-18 | Continuous slip track (A1, A5, B, B2, A1K, F) has no profile designation; S5.20 lists 600T200-97 top track for exterior walls only. Carried interior top track as slip track of the same stud size, 2" leg. | Price delta slip track vs standard track.

## Clarifications
# | Clarifications & Exclusions
1 | Ground-up new building (A00.00: GROUND UP - NEW FINANCIAL CENTER, Type II-B, Group B, 4,260 SF). No demolition / existing walls: Demolition column = 0.
2 | Excluded (other divisions / vendors): aluminum storefront & entrance doors (Div 08), Allsteel DFC-1A office fronts (bank vendor, A02.01 note E), coiling grille (vendor), airlock all-glass 24 HR vestibule (A12.10), ACM / EPS-3 / EPS-5 panels and coping (Div 07), PT-3/PT-4 stucco (Div 09 24), spray foam insulation, roofing, ACT ceilings and grid (Div 09 51), millwork, toilet partitions & accessories (Div 10), light fixtures (Div 26), signage.
3 | Included: interior framing & GWB per partition types, office front bulkheads (8,9/A12.01), coiling grille head, CSR soffit, GWB ceilings with suspension, exterior 6" CFMF incl. parapets, FRT plywood/polyiso sheathing (RFI-14), parapet back exterior gypsum sheathing, canopy soffit & fascia framing + FRT plywood, canopy column wraps, storefront piers, FRT blocking, framed openings, FRP WC-3 (A00.40 "GC/GC"), batt insulation, acoustical sealant, metal trim.
4 | Finish level: Level 4 assumed everywhere except Level 5 at WC-18, WC-20, WC-22 (A00.40, A05.01 keynotes 9,10).
5 | Control joints: none labeled for interior GWB; stucco CJ by others (A09.31) - excluded.
6 | No fire-rated assemblies: every type in 1-6/A12.01 lists FIRE RATING "--"; no fire tape carried.
7 | Trade criteria not drawn: wall stop blocking 2'-0" per stop; jambs 2 studs per side (S5.20 DBL JAMB); waste metal 15%, board 6% in own cells.
8 | Heights: north (HI) zone deck 15'-4 1/2", south (LOW) zone 13'-0 5/8" high end (S2.20); T/STUD 17'-5" (LP) and 19'-8" (HP) (A09.21).

## Revisar en la manana
# | Punto (los términos del trade quedan en inglés) | Referencia
1 | Barrido por tag: 51 tags con caja real en A02.01 (A1 10, G 9, C1 8, B 7, B2 6, A5 4, A1K 3, G1 2, F 1, B2K 1) -> 54 walls interiores numerados W-01..W-97. Revisar la lista y los planos marcados por tipo (carpeta Planos marcados). | Punto de revisión (pausa del barrido)
2 | Walls sin tag (rojo en los planos): W-34, W-37, W-38, W-39 (alcove de bebederos), W-87 (stub office 1), W-97 (stub office 6), W-13B (split en grid B). Confirmar tipo. | RFI-07
3 | Elevaciones N/S con títulos invertidos (A09.01/A09.02 y A11.04). Se trabajó con la orientación de la planta. | RFI-01
4 | B2K no existe en el schedule: se derivó como B2 + 3/8" fiberglass (delta 10.1 SF ballistic panel). | RFI-02
5 | Zona LOW con pendiente: se usó el extremo alto 13'-0 5/8" (delta -126.6 LF stud si se usa el bajo). | RFI-03
6 | Bulkheads de office front: stud doble 1 5/8" supuesto (detalle no da medida). | RFI-04
7 | Suspensión de GWB ceilings no especificada: se usó furring channel + carrying channel + hanger wire. | RFI-08
8 | Cruce MEP no hecho por geometría: sin framed openings de ductos. | RFI-10
9 | Soffit del canopy: FRT plywood vs exterior sheathing (delta 1,443.9 SF). | RFI-11
10 | Allowances de blocking (wall stops, lockers, backboards, equipo). | RFI-09
11 | Day 1 ATM / Future ATM: aberturas no deducidas. | RFI-13
12 | Alcance del sheathing/insulation system exterior (FRT plywood + polyiso). | RFI-14
13 | Herramienta alcances.py compuerta depende de eval_takeoff.py (calificador, prohibido bajarlo): la compuerta no pudo correr. Ver resumen. | Falla de herramienta

## Sheet map
page_index (0-based) | Sheet (title block, largest text)
0 | SIN ROTULO
1 | A00.00
2 | C1.1
3 | SIN ROTULO
4 | SIN ROTULO
5 | SIN ROTULO
6 | SIN ROTULO
7 | SIN ROTULO
8 | SIN ROTULO
9 | SIN ROTULO
10 | SIN ROTULO
11 | C7.2
12 | SIN ROTULO
13 | SIN ROTULO
14 | SIN ROTULO
15 | SIN ROTULO
16 | SIN ROTULO
17 | SIN ROTULO
18 | SIN ROTULO
19 | A00.30
20 | A00.40
21 | A00.41
22 | A00.60
23 | A02.01
24 | A02.02
25 | A02.02
26 | A02.02
27 | A03.01
28 | A04.01
29 | A05.01
30 | A06.01
31 | A08.01
32 | A08.11
33 | A08.21
34 | A09.01
35 | A09.02
36 | A09.21
37 | A09.22
38 | A09.23
39 | A09.25
40 | A09.26
41 | A09.27
42 | A09.30
43 | A09.31
44 | A09.33
45 | A11.01
46 | A11.02
47 | A11.03
48 | A11.04
49 | A12.01
50 | A12.02
51 | A12.03
52 | A12.04
53 | A12.05
54 | A12.06
55 | A12.08
56 | A12.10
57 | A12.11
58 | S1.10
59 | S1.11
60 | S1.14
61 | S2.10
62 | S2.20
63 | S3.10
64 | S3.20
65 | S3.21
66 | S5.10
67 | S5.11
68 | S5.20
69 | S5.30
70 | M00.01
71 | M00.02
72 | M00.03
73 | M00.04
74 | M00.05
75 | M01.01
76 | M01.02
77 | M02.01
78 | M03.01
79 | E00.01
80 | E01.01
81 | E02.01
82 | E02.02
83 | E02.03
84 | E02.04
85 | E02.05
86 | E03.01
87 | E04.01
88 | E04.02
89 | P00.01
90 | P01.01
91 | P01.02
92 | P02.01
93 | P03.01