## Takeoff
Item # | Partition / Scope | Location | Length (LF) | Height (FT) | Layers | 6" Metal Stud (LF) | 3-5/8" Metal Stud (LF) | 1-5/8" Metal Stud (LF) | 5/8" Gyp Board (SF) | FRP-1 (SF) | FRP-2 (SF) | Durock (SF) | Demolition (SF) | Labor (Hrs) | Bottom track (LF) | Top / deflection track (LF) | Faces (side by side) | Detail sequence | Status | Worker | Registro ids | Notes
A1-01 | A1 - 3-5/8" metal stud 362S137-33 @ 16" O.C., 1 layer 5/8" gyp each side to 6" above scheduled ceiling, batt insulation, wall thickness 4 7/8" (3-5/8 + 5/8 + 5/8 = 4.875 OK) | A02.01 between grid C and B, grid 5-6 (x 1223.9-1519.4 pt, y 967.4-974.8 pt): north wall of CALLING CUBES 122, south of WAITING 104 | 16.42 | 15.38 | 2 |  | 246 |  | 353.36 | [5 empty] | 16.42 | 16.42 | S (MW01 pocket, open to structure kn.1 A04.01): 1 layer 5/8" gyp, 9.0 ft (122) / to deck ¦ N (WAITING 104): 1 layer 5/8" gyp, 11.5 ft (104) | A02.01 tag -> 3/A12.01 (PARTITION TYPE A1 & A5 + schedule row A1) -> 7/S5.20 (362S137-33 @16", header schedule) -> 1F/S5.20 (1 1/2" C.R. channel @ 48") -> 2/S5.20 & 9/S5.20 (head track / dbl jamb at openings) -> A00.30 door schedule -> 10/A12.02 & 11/A12.02 (HM frame head/jamb) -> A04.01 RCP (ceiling per face) -> S2.20 (B.O.D.) -> A11.0x elevations (openings) | DERIVADO / PENDIENTE | w1 | TAG-A1-01 | tagged. Geometry: faces y 967.44 / 974.76 pt (lw1.2/0.6) = 7.32 pt = 4.88" = WALL THICKNESS A1 4 7/8" OK; x 1223.88 -> 1519.44 = 295.56 pt / 18 = 16.42 ft [DERIVADO vector]. Height: over MW01 pocket x1223.88-1271.16: zone D-B (hatched) on S2.20 has no B.O.D. tag; provisional 15'-4 1/2" (B.O.D. EL. tag "NO SLOPE" S2.20) -> RFI-w1-01 ; x1271.16-1519.44: zone D-B (hatched) on S2.20 has no B.O.D. tag; provisional 15'-4 1/2" (B.O.D. EL. tag "NO SLOPE" S2.20) -> RFI-w1-01. Openings: none (A11.02/A11.03 elevations show no other openings). North face x1287-1467 sits 3.75" (5.6 pt) behind C1 wall (keynote 7 85" display) -> board on that hidden portion included as Alt A, RFI-w1-05. North face of the MW01-pocket segment: pocket is open to structure (A04.01 keynote 1) -> board to deck.
A1-02 | A1 - 3-5/8" metal stud 362S137-33 @ 16" O.C., 1 layer 5/8" gyp each side to 6" above scheduled ceiling, batt insulation, wall thickness 4 7/8" (3-5/8 + 5/8 + 5/8 = 4.875 OK) | A02.01 grid C-B / 5 (x 1271.2-1278.5, y 974.8-1038.4): east side of MW01 pocket, inside CALLING CUBES 122 | 3.53 | 15.38 | 2 |  | 61.5 |  | 86.13 | [5 empty] | 3.53 | 3.53 | W (MW01 pocket, open to structure): 1 layer 5/8" gyp, to deck ¦ E (CALLING CUBES 122): 1 layer 5/8" gyp, 9.0 ft (122) | A02.01 tag -> 3/A12.01 (PARTITION TYPE A1 & A5 + schedule row A1) -> 7/S5.20 (362S137-33 @16", header schedule) -> 1F/S5.20 (1 1/2" C.R. channel @ 48") -> 2/S5.20 & 9/S5.20 (head track / dbl jamb at openings) -> A00.30 door schedule -> 10/A12.02 & 11/A12.02 (HM frame head/jamb) -> A04.01 RCP (ceiling per face) -> S2.20 (B.O.D.) -> A11.0x elevations (openings) | DERIVADO / PENDIENTE | w1 | TAG-A1-02 | tagged. Geometry: faces x 1271.16 / 1278.48 = 7.32 pt = 4 7/8" OK; y 974.76 -> 1038.36 = 63.60 pt = 3.53 ft [DERIVADO vector]; pocket printed 3'-1 1/2" (A02.01) = 56.25 pt ~ 974.76-1031.04 OK. Height: y974.76-1038.36: zone D-B (hatched) on S2.20 has no B.O.D. tag; provisional 15'-4 1/2" (B.O.D. EL. tag "NO SLOPE" S2.20) -> RFI-w1-01. Openings: none (A11.02/A11.03 elevations show no other openings). MW01 = printer cabinet (A12.03, doors 8'-4" high); blocking for millwork not quantified (other scope).
A1-03 | A1 - 3-5/8" metal stud 362S137-33 @ 16" O.C., 1 layer 5/8" gyp each side to 6" above scheduled ceiling, batt insulation, wall thickness 4 7/8" (3-5/8 + 5/8 + 5/8 = 4.875 OK) | A02.01 grid C-B / 5 (x 1223.9-1271.2, y 1031.0-1038.4): south side of MW01 pocket, above MW07 | 2.63 | 15.38 | 2 |  | 30.75 |  | 64.03 | [5 empty] | 2.63 | 2.63 | N (MW01 pocket, open to structure): 1 layer 5/8" gyp, to deck ¦ S (CALLING CUBES 122 / MW07): 1 layer 5/8" gyp, 9.0 ft (122) | A02.01 tag -> 3/A12.01 (PARTITION TYPE A1 & A5 + schedule row A1) -> 7/S5.20 (362S137-33 @16", header schedule) -> 1F/S5.20 (1 1/2" C.R. channel @ 48") -> 2/S5.20 & 9/S5.20 (head track / dbl jamb at openings) -> A00.30 door schedule -> 10/A12.02 & 11/A12.02 (HM frame head/jamb) -> A04.01 RCP (ceiling per face) -> S2.20 (B.O.D.) -> A11.0x elevations (openings) | DERIVADO / PENDIENTE | w1 | TAG-A1-03 | tagged. Geometry: faces y 1031.04 / 1038.36 = 7.32 pt = 4 7/8" OK; x 1223.88 -> 1271.16 = 47.28 pt = 2.63 ft; printed 2'-7 1/2" (A02.01) = 47.25 pt OK [CONFIRMADO A02.01 "2' - 7 1/2""]. Height: x1223.88-1271.16: zone D-B (hatched) on S2.20 has no B.O.D. tag; provisional 15'-4 1/2" (B.O.D. EL. tag "NO SLOPE" S2.20) -> RFI-w1-01. Openings: none (A11.02/A11.03 elevations show no other openings).
A5-01 | A5 - 6" metal stud 600S137-33 @ 16" O.C., 1 layer 5/8" gyp each side to 6" above scheduled ceiling, batt insulation, wall thickness 7 1/4" (6 + 5/8 + 5/8 = 7.25 OK) | A02.01 grid 5, between grid C and B (x 1223.9-1245.2, y 1038.4-1257.5): west wall of CALLING CUBES 122 / east side of corridor; includes door 122 | 15.3 | 15.38 | 2 | 235.24 |  |  | 230.58 | [5 empty] | 12.17 | 15.3 | E (CALLING CUBES 122): 1 layer 5/8" gyp, 9.0 ft (122) ¦ W (corridor, untagged ceiling): 1 layer 5/8" gyp, 9.0 ft (111) / 9.0 ft (corrN) | A02.01 tag -> 3/A12.01 (PARTITION TYPE A1 & A5 + schedule row A5) -> 7/S5.20 (362S137-33 @16", header schedule) -> 1F/S5.20 (1 1/2" C.R. channel @ 48") -> 2/S5.20 & 9/S5.20 (head track / dbl jamb at openings) -> A00.30 door schedule -> 10/A12.02 & 11/A12.02 (HM frame head/jamb) -> A04.01 RCP (ceiling per face) -> S2.20 (B.O.D.) -> A11.0x elevations (openings) | DERIVADO / PENDIENTE | w1 | TAG-A5-02, TAG-A5-03 | tagged. Geometry: faces x 1223.88 / 1234.80 = 10.92 pt = 7.28" = WALL THICKNESS A5 7 1/4" OK (bottom 27 pt jogs to x1234.80/1245.24); y 1038.36 -> 1257.48 (end cap) = 219.12 pt = 12.17 ft; door 122 opening 1257.48 -> 1313.76 = 56.28 pt = 3.13 ft [DERIVADO vector]. Height: y1038.36-1246.1 (north of grid B): zone D-B (hatched) on S2.20 has no B.O.D. tag; provisional 15'-4 1/2" (B.O.D. EL. tag "NO SLOPE" S2.20) -> RFI-w1-01 ; y1246.1-1257.48: S2.20 B.O.D. EL. 13'-0 5/8" @ grid B, 12'-6 3/8" @ grid A, linear: 156.625 - 6.25*(1252.0-1246.1)/454.4 = 156.54 in. Openings: door 122 (3'-0" x 7'-0", A00.30) RO 37.52 in x 86 in (door height + 2" HM frame head 10/A12.02). Two tags (A5-02, A5-03) dedup to one wall. FEC-1 recess (fire extinguisher cabinet, ~10" wide) in west face: no deduction (cabinet), blocking not quantified.
A5-02 | A5 - 6" metal stud 600S137-33 @ 16" O.C., 1 layer 5/8" gyp each side to 6" above scheduled ceiling, batt insulation, wall thickness 7 1/4" (6 + 5/8 + 5/8 = 7.25 OK) | A02.01 between grid 5 and 6 near grid 6 (x 1519.4-1530.2, y 967.4-1324.1): east wall of CALLING CUBES 122 | 19.81 | 15.38 | 2 | 298.03 |  |  | 362.38 | [5 empty] | 19.81 | 19.81 | W (CALLING CUBES 122): 1 layer 5/8" gyp, 9.0 ft (122) ¦ E (strip in front of offices 107/108): 1 layer 5/8" gyp, 9.0 ft (strip) / 9.5 ft (cust) | A02.01 tag -> 3/A12.01 (PARTITION TYPE A1 & A5 + schedule row A5) -> 7/S5.20 (362S137-33 @16", header schedule) -> 1F/S5.20 (1 1/2" C.R. channel @ 48") -> 2/S5.20 & 9/S5.20 (head track / dbl jamb at openings) -> A00.30 door schedule -> 10/A12.02 & 11/A12.02 (HM frame head/jamb) -> A04.01 RCP (ceiling per face) -> S2.20 (B.O.D.) -> A11.0x elevations (openings) | DERIVADO / PENDIENTE | w1 | TAG-A5-01 | tagged. Geometry: faces x 1519.44 / 1530.24 = 10.80 pt = 7.2" = A5 7 1/4" OK; y 967.44 -> 1324.08 = 356.64 pt = 19.81 ft; room 122 printed 19'-0" = 974.76-1316.76 (342 pt) OK. Height: y967.44-1117.6: zone D-B (hatched) on S2.20 has no B.O.D. tag; provisional 15'-4 1/2" (B.O.D. EL. tag "NO SLOPE" S2.20) -> RFI-w1-01 ; y1117.6-1246.1: zone D-B (hatched) on S2.20 has no B.O.D. tag; provisional 15'-4 1/2" (B.O.D. EL. tag "NO SLOPE" S2.20) -> RFI-w1-01 ; y1246.1-1324.08: S2.20 B.O.D. EL. 13'-0 5/8" @ grid B, 12'-6 3/8" @ grid A, linear: 156.625 - 6.25*(1285.0-1246.1)/454.4 = 156.09 in. Openings: none (A11.02/A11.03 elevations show no other openings).
A1-04 | A1 - 3-5/8" metal stud 362S137-33 @ 16" O.C., 1 layer 5/8" gyp each side to 6" above scheduled ceiling, batt insulation, wall thickness 4 7/8" (3-5/8 + 5/8 + 5/8 = 4.875 OK) | A02.01 grid B / between 4 and 5 (x 1133.9-1220.4, y 1229.0-1236.4): north end of CORRIDOR 111, west stub + door 111 | 4.81 | 15.38 | 2 |  | 91.29 |  | 32.08 | [5 empty] | 1.47 | 4.81 | S (CORRIDOR 111): 1 layer 5/8" gyp, 9.0 ft (111) ¦ N (corridor, untagged): 1 layer 5/8" gyp, 9.0 ft (corrN) | A02.01 tag -> 3/A12.01 (PARTITION TYPE A1 & A5 + schedule row A1) -> 7/S5.20 (362S137-33 @16", header schedule) -> 1F/S5.20 (1 1/2" C.R. channel @ 48") -> 2/S5.20 & 9/S5.20 (head track / dbl jamb at openings) -> A00.30 door schedule -> 10/A12.02 & 11/A12.02 (HM frame head/jamb) -> A04.01 RCP (ceiling per face) -> S2.20 (B.O.D.) -> A11.0x elevations (openings) | DERIVADO / PENDIENTE | w1 | TAG-A1-04 | tagged. Geometry: faces y 1229.04 / 1236.36 = 7.32 pt = 4 7/8" OK; stub x 1133.88 (B2 face) -> 1160.40 (end cap) = 26.52 pt = 1.47 ft; door 111 opening 1160.40 -> 1220.40 = 60 pt = 3.33 ft [DERIVADO vector]. Height: x1133.88-1160.40: zone D-B (hatched) on S2.20 has no B.O.D. tag; provisional 15'-4 1/2" (B.O.D. EL. tag "NO SLOPE" S2.20) -> RFI-w1-01. Openings: door 111 (3'-0" x 8'-0", A00.30) RO 40.00 in x 98 in (door height + 2" HM frame head 10/A12.02). Wall sits 13 pt north of grid B -> B.O.D. zone D-B (RFI-w1-01).
A1-D01 | A1 - 3-5/8" metal stud 362S137-33 @ 16" O.C., 1 layer 5/8" gyp each side to 6" above scheduled ceiling, batt insulation, wall thickness 4 7/8" (3-5/8 + 5/8 + 5/8 = 4.875 OK) | A02.01 grid B / 5 (x 1220.4-1234.4, y 1229.0-1236.4): stub between door 111 east jamb and A5-01 (untagged -> sheet note A) | 0.78 | 15.38 | 2 |  | 15.38 |  | 14.04 | [5 empty] | 0.78 | 0.78 | S (CORRIDOR 111): 1 layer 5/8" gyp, 9.0 ft (111) ¦ N (corridor, untagged): 1 layer 5/8" gyp, 9.0 ft (corrN) | A02.01 tag -> 3/A12.01 (PARTITION TYPE A1 & A5 + schedule row A1) -> 7/S5.20 (362S137-33 @16", header schedule) -> 1F/S5.20 (1 1/2" C.R. channel @ 48") -> 2/S5.20 & 9/S5.20 (head track / dbl jamb at openings) -> A00.30 door schedule -> 10/A12.02 & 11/A12.02 (HM frame head/jamb) -> A04.01 RCP (ceiling per face) -> S2.20 (B.O.D.) -> A11.0x elevations (openings) | DERIVADO / PENDIENTE | w1 | WALL-A1-DEFAULT | UNTAGGED (sheet note A default A1). Geometry: faces y 1229.04(0.6)/1236.36(1.2) = 7.32 pt = 4 7/8" OK; x 1220.40 -> 1234.44 = 14.04 pt = 0.78 ft [DERIVADO vector]. Height: x1220.40-1234.44: zone D-B (hatched) on S2.20 has no B.O.D. tag; provisional 15'-4 1/2" (B.O.D. EL. tag "NO SLOPE" S2.20) -> RFI-w1-01. Openings: none (A11.02/A11.03 elevations show no other openings). No tag; A02.01 sheet note A: "ALL PARTITIONS TO BE TYPE "A1", UNLESS OTHERWISE NOTED." Thickness 7.32 pt = A1 confirms.
A1-05 | A1 - 3-5/8" metal stud 362S137-33 @ 16" O.C., 1 layer 5/8" gyp each side to 6" above scheduled ceiling, batt insulation, wall thickness 4 7/8" (3-5/8 + 5/8 + 5/8 = 4.875 OK) | A02.01 between grid 5 and 6, just south of grid B (x 1234.4-1519.4, y 1316.8-1324.1): south wall of CALLING CUBES 122 / north of BREAK ROOM 118 (MW21) | 15.83 | 12.97 | 2 |  | 194.5 |  | 285 | [5 empty] | 15.83 | 15.83 | N (CALLING CUBES 122): 1 layer 5/8" gyp, 9.0 ft (122) ¦ S (BREAK ROOM 118): 1 layer 5/8" gyp, 9.0 ft (118) | A02.01 tag -> 3/A12.01 (PARTITION TYPE A1 & A5 + schedule row A1) -> 7/S5.20 (362S137-33 @16", header schedule) -> 1F/S5.20 (1 1/2" C.R. channel @ 48") -> 2/S5.20 & 9/S5.20 (head track / dbl jamb at openings) -> A00.30 door schedule -> 10/A12.02 & 11/A12.02 (HM frame head/jamb) -> A04.01 RCP (ceiling per face) -> S2.20 (B.O.D.) -> A11.0x elevations (openings) | DERIVADO | w1 | TAG-A1-05 | tagged. Geometry: faces y 1316.76 / 1324.08 = 7.32 pt = 4 7/8" OK; x 1234.44 -> 1519.44 = 285.0 pt = 15.83 ft; room 122 printed 15'-9 3/4" = 1234.80-1519.44 (284.64 pt = 15.81 ft) OK. Height: x1234.44-1519.44: S2.20 B.O.D. EL. 13'-0 5/8" @ grid B, 12'-6 3/8" @ grid A, linear: 156.625 - 6.25*(1320.4-1246.1)/454.4 = 155.60 in. Openings: none (A11.02/A11.03 elevations show no other openings). MW21 millwork on south face (blocking by others).
A1-06 | A1 - 3-5/8" metal stud 362S137-33 @ 16" O.C., 1 layer 5/8" gyp each side to 6" above scheduled ceiling, batt insulation, wall thickness 4 7/8" (3-5/8 + 5/8 + 5/8 = 4.875 OK) | A02.01 grid 6, south of grid B (x 1522.9-1553.6, y 1324.1-1362.6): L-stub below A5-02 between BREAK ROOM 118 and customer area; includes door 118A band | 6.77 | 12.94 | 2 |  | 87.1 |  | 70.86 | [5 empty] | 3.44 | 6.77 | side 1 (BREAK ROOM 118): 1 layer 5/8" gyp, 9.0 ft (118) ¦ side 2 (customer area): 1 layer 5/8" gyp, 9.5 ft (cust) | A02.01 tag -> 3/A12.01 (PARTITION TYPE A1 & A5 + schedule row A1) -> 7/S5.20 (362S137-33 @16", header schedule) -> 1F/S5.20 (1 1/2" C.R. channel @ 48") -> 2/S5.20 & 9/S5.20 (head track / dbl jamb at openings) -> A00.30 door schedule -> 10/A12.02 & 11/A12.02 (HM frame head/jamb) -> A04.01 RCP (ceiling per face) -> S2.20 (B.O.D.) -> A11.0x elevations (openings) | DERIVADO | w1 | TAG-A1-06, TAG-A1-07 | tagged. Geometry: vertical faces x 1522.92 / 1530.24 = 7.32 pt, y 1324.08 -> 1362.60 = 38.52 pt; horizontal faces y 1355.28 / 1362.60 = 7.32 pt, x 1530.24 -> 1553.64 (end cap) = 23.40 pt; total 61.92 pt = 3.44 ft; door 118A opening 1553.64 -> 1613.64 = 60 pt = 3.33 ft. Height: vertical y1324.08-1362.60: S2.20 B.O.D. EL. 13'-0 5/8" @ grid B, 12'-6 3/8" @ grid A, linear: 156.625 - 6.25*(1343.0-1246.1)/454.4 = 155.29 in ; horizontal x1530.24-1553.64: S2.20 B.O.D. EL. 13'-0 5/8" @ grid B, 12'-6 3/8" @ grid A, linear: 156.625 - 6.25*(1359.0-1246.1)/454.4 = 155.07 in. Openings: door 118A (3'-0" x 8'-0", A00.30) RO 40.00 in x 98 in (door height + 2" HM frame head 10/A12.02). Two tags (A1-06, A1-07) point to the same L-stub (dedup). Band above door 118A assigned here as A1 (RFI-w1-07: could be A1K, the other jamb is A1K-02).
A1-07 | A1 - 3-5/8" metal stud 362S137-33 @ 16" O.C., 1 layer 5/8" gyp each side to 6" above scheduled ceiling, batt insulation, wall thickness 4 7/8" (3-5/8 + 5/8 + 5/8 = 4.875 OK) | A02.01 grid 5, between grid B and A (x 1234.4-1241.8, y 1386.4-1693.4): west wall of ELECTRICAL 120 and NER 121 / east side of CORRIDOR 111; includes door 118B band | 20.08 | 12.86 | 2 |  | 279.79 |  | 370.29 | [5 empty] | 17.06 | 20.08 | W (CORRIDOR 111): 1 layer 5/8" gyp, 9.0 ft (111) ¦ E (BREAK ROOM 118 / FEC-2 alcove): 1 layer 5/8" gyp, 9.0 ft (118) / to deck | A02.01 tag -> 3/A12.01 (PARTITION TYPE A1 & A5 + schedule row A1) -> 7/S5.20 (362S137-33 @16", header schedule) -> 1F/S5.20 (1 1/2" C.R. channel @ 48") -> 2/S5.20 & 9/S5.20 (head track / dbl jamb at openings) -> A00.30 door schedule -> 10/A12.02 & 11/A12.02 (HM frame head/jamb) -> A04.01 RCP (ceiling per face) -> S2.20 (B.O.D.) -> A11.0x elevations (openings) | DERIVADO | w1 | TAG-A1-08, TAG-A1-10 | tagged. Geometry: faces x 1234.44 / 1241.76 = 7.32 pt = 4 7/8" OK; y 1386.36 (end cap) -> 1693.44 (exterior wall inner face) = 307.08 pt = 17.06 ft; door 118B opening 1332.0 -> 1386.36 = 54.36 pt = 3.02 ft. Height: y1386.36-1438.80: S2.20 B.O.D. EL. 13'-0 5/8" @ grid B, 12'-6 3/8" @ grid A, linear: 156.625 - 6.25*(1412.0-1246.1)/454.4 = 154.34 in ; y1438.80-1693.44: S2.20 B.O.D. EL. 13'-0 5/8" @ grid B, 12'-6 3/8" @ grid A, linear: 156.625 - 6.25*(1566.0-1246.1)/454.4 = 152.22 in. Openings: door 118B (3'-0" x 7'-0", A00.30) RO 36.24 in x 86 in (door height + 2" HM frame head 10/A12.02). Tags A1-08 and A1-10 are on the same continuous wall (dedup). Key note 6 (3/4" FRT backboard) on the electrical/NER face: FRT plywood not in my scope (blocking/backboard) -> fronteras.
A1-08 | A1 - 3-5/8" metal stud 362S137-33 @ 16" O.C., 1 layer 5/8" gyp each side to 6" above scheduled ceiling, batt insulation, wall thickness 4 7/8" (3-5/8 + 5/8 + 5/8 = 4.875 OK) | A02.01 between grid 7 and 8, south of grid B (x 1633.1-1780.1, y 1488.1-1495.4): north wall of WORK ROOM 119 / south of CASH WINDOW 116 (MW12) | 8.17 | 12.77 | 2 |  | 102.17 |  | 151.08 | [5 empty] | 8.17 | 8.17 | N (CASH WINDOW 116): 1 layer 5/8" gyp, 9.5 ft (116) ¦ S (WORK ROOM 119): 1 layer 5/8" gyp, 9.0 ft (119) | A02.01 tag -> 3/A12.01 (PARTITION TYPE A1 & A5 + schedule row A1) -> 7/S5.20 (362S137-33 @16", header schedule) -> 1F/S5.20 (1 1/2" C.R. channel @ 48") -> 2/S5.20 & 9/S5.20 (head track / dbl jamb at openings) -> A00.30 door schedule -> 10/A12.02 & 11/A12.02 (HM frame head/jamb) -> A04.01 RCP (ceiling per face) -> S2.20 (B.O.D.) -> A11.0x elevations (openings) | DERIVADO | w1 | TAG-A1-09 | tagged. Geometry: faces y 1488.12 / 1495.44 = 7.32 pt = 4 7/8" OK; x 1633.08 (B2 face) -> 1780.08 (end cap) = 147.0 pt = 8.17 ft [DERIVADO vector]. Height: x1633.08-1780.08: S2.20 B.O.D. EL. 13'-0 5/8" @ grid B, 12'-6 3/8" @ grid A, linear: 156.625 - 6.25*(1491.8-1246.1)/454.4 = 153.25 in. Openings: none (A11.02/A11.03 elevations show no other openings). MW12 millwork on south face (blocking by others).
A5-03 | A5 - 6" metal stud 600S137-33 @ 16" O.C., 1 layer 5/8" gyp each side to 6" above scheduled ceiling, batt insulation, wall thickness 7 1/4" (6 + 5/8 + 5/8 = 7.25 OK) | A02.01 grid 7, south of grid B (x 1622.2-1633.1, y 1362.6-1422.1): between BREAK ROOM 118 and FUTURE FCAM / CASH WINDOW 116; includes door 116 band | 6.64 | 12.89 | 2 | 88.47 |  |  | 75.06 | [5 empty] | 3.31 | 6.64 | W (BREAK ROOM 118): 1 layer 5/8" gyp, 9.0 ft (118) ¦ E (FUTURE FCAM / CASH WINDOW 116): 1 layer 5/8" gyp, 9.5 ft (cust) | A02.01 tag -> 3/A12.01 (PARTITION TYPE A1 & A5 + schedule row A5) -> 7/S5.20 (362S137-33 @16", header schedule) -> 1F/S5.20 (1 1/2" C.R. channel @ 48") -> 2/S5.20 & 9/S5.20 (head track / dbl jamb at openings) -> A00.30 door schedule -> 10/A12.02 & 11/A12.02 (HM frame head/jamb) -> A04.01 RCP (ceiling per face) -> S2.20 (B.O.D.) -> A11.0x elevations (openings) | DERIVADO | w1 | TAG-A5-04 | tagged. Geometry: faces x 1622.16 / 1633.08 = 10.92 pt = 7.28" = A5 7 1/4" OK; y 1362.60 -> 1422.12 (end cap) = 59.52 pt = 3.31 ft; door 116 opening 1422.12 -> 1482.12 = 60 pt = 3.33 ft. Height: y1362.60-1422.12: S2.20 B.O.D. EL. 13'-0 5/8" @ grid B, 12'-6 3/8" @ grid A, linear: 156.625 - 6.25*(1392.0-1246.1)/454.4 = 154.62 in. Openings: door 116 (3'-0" x 7'-0", A00.30) RO 40.00 in x 86 in (door height + 2" HM frame head 10/A12.02). Band above door 116 assigned here (A5); the other jamb is a B2 wall (other worker) -> RFI-w1-07 / fronteras.
A1K-01 | A1K - 3-5/8" 14 GA metal stud @ 24" O.C. max, 5/8" gyp each side to underside of structure; customer side: 3/8" UL752 level-2 fiberglass (NIJ II) to 8'-0" + 3/8" gyp 8'-0" to structure, under the 5/8" gyp; appropriate metal trim and casing beads; wall thickness 5 1/4" (3-5/8 + 5/8 + 5/8 + 3/8 = 5.25 OK) | A02.01 grid 7, between grid C and B (x 1654.0-1715.4, y 1120.7-1128.5): north wall of teller line (CSR), south of office 108 G wall | 3.41 | 15.38 | 3 |  | 30.75 |  | 104.96 | [5 empty] | 3.41 | 3.41 | teller side: 1 layer 5/8" gyp to underside of structure (184.50 in) ¦ customer side: 3/8" UL752 fiberglass 0-8'-0" + 3/8" gyp 8'-0" to structure, 1 layer 5/8" gyp over, to structure | A02.01 tag -> 4/A12.01 (PARTITION TYPE A1K & A5K + schedule row A1K + WALL CONSTRUCTION SHALL INCLUDE) -> 7/S5.20 (362S137-33 @16", header schedule) -> 1F/S5.20 (1 1/2" C.R. channel @ 48") -> 2/S5.20 & 9/S5.20 (head track / dbl jamb at openings) -> A00.30 door schedule -> 10/A12.02 & 11/A12.02 (HM frame head/jamb) -> A04.01 RCP (ceiling per face) -> S2.20 (B.O.D.) -> A11.0x elevations (openings) | DERIVADO / PENDIENTE | w1 | TAG-A1K-01 | tagged. Geometry: faces y 1120.68 / 1128.48 = 7.80 pt = 5.20" ~ WALL THICKNESS A1K 5 1/4" (7.875 pt) OK; x 1653.96 -> 1715.40 = 61.44 pt = 3.41 ft = printed 3'-5" [CONFIRMADO A02.01 "3' - 5""]. Height: x1653.96-1715.40: zone D-B (hatched) on S2.20 has no B.O.D. tag; provisional 15'-4 1/2" (B.O.D. EL. tag "NO SLOPE" S2.20) -> RFI-w1-01. Openings: none (A11.02/A11.03 elevations show no other openings). Teller side = south. North face is 4.9 pt (3.3") from office 108 G wall face (concealed); ballistic side assumed north (non-teller) -> RFI-w1-04. Zone D-B B.O.D. -> RFI-w1-01.
A1K-02 | A1K - 3-5/8" 14 GA metal stud @ 24" O.C. max, 5/8" gyp each side to underside of structure; customer side: 3/8" UL752 level-2 fiberglass (NIJ II) to 8'-0" + 3/8" gyp 8'-0" to structure, under the 5/8" gyp; appropriate metal trim and casing beads; wall thickness 5 1/4" (3-5/8 + 5/8 + 5/8 + 3/8 = 5.25 OK) | A02.01 grid 7, south of grid B (east seg x 1654.0-1715.4 y 1344.7-1352.6; west seg x 1613.6-1654.0 y 1355.3-1363.1): south wall of teller line, north of FUTURE FCAM / door 118A | 5.65 | 12.93 | 3 |  | 64.65 |  | 146.2 | [5 empty] | 5.65 | 5.65 | teller side: 1 layer 5/8" gyp to underside of structure (155.21 in) ¦ customer side: 3/8" UL752 fiberglass 0-8'-0" + 3/8" gyp 8'-0" to structure, 1 layer 5/8" gyp over, to structure | A02.01 tag -> 4/A12.01 (PARTITION TYPE A1K & A5K + schedule row A1K + WALL CONSTRUCTION SHALL INCLUDE) -> 7/S5.20 (362S137-33 @16", header schedule) -> 1F/S5.20 (1 1/2" C.R. channel @ 48") -> 2/S5.20 & 9/S5.20 (head track / dbl jamb at openings) -> A00.30 door schedule -> 10/A12.02 & 11/A12.02 (HM frame head/jamb) -> A04.01 RCP (ceiling per face) -> S2.20 (B.O.D.) -> A11.0x elevations (openings) | DERIVADO / PENDIENTE | w1 | TAG-A1K-02, TAG-A1K-03 | tagged. Geometry: east seg faces y 1344.72 / 1352.64 = 7.92 pt = 5.28" OK; west seg faces y 1355.28 / 1363.08 = 7.80 pt OK; lengths 61.44 + 40.32 = 101.76 pt = 5.65 ft [DERIVADO vector]. Height: east x1653.96-1715.40: S2.20 B.O.D. EL. 13'-0 5/8" @ grid B, 12'-6 3/8" @ grid A, linear: 156.625 - 6.25*(1348.7-1246.1)/454.4 = 155.21 in ; west x1613.64-1653.96: S2.20 B.O.D. EL. 13'-0 5/8" @ grid B, 12'-6 3/8" @ grid A, linear: 156.625 - 6.25*(1359.2-1246.1)/454.4 = 155.07 in. Openings: none (A11.02/A11.03 elevations show no other openings). Tags A1K-02/A1K-03 dedup to one wall with a jog. South face of east segment is directly against C1 counter wall (concealed) -> RFI-w1-04.
B-01 | B - 3-5/8" metal stud 362S137-33 @ 16" O.C., 1 layer 5/8" gyp each side to underside of structure, batt insulation, cont. acoustical sealant top and bottom both sides, wall thickness 4 7/8" (3-5/8 + 5/8 + 5/8 = 4.875 OK) | A02.01 grid 5-6, between grid B and A (x 1241.8-1421.5, y 1438.8-1446.1): north wall of ELECTRICAL 120 / south of FEC-2 alcove (BREAK ROOM 118) | 9.99 | 12.83 | 2 |  | 115.44 |  | 256.2 | [5 empty] | 9.99 | 9.99 | S (ELECTRICAL 120): 1 layer 5/8" gyp, to deck ¦ N (FEC-2 alcove / BREAK ROOM 118): 1 layer 5/8" gyp, to deck | A02.01 tag -> 1/A12.01 (PARTITION TYPE B, B2 + schedule row B) -> 7/S5.20 (362S137-33 @16", header schedule) -> 1F/S5.20 (1 1/2" C.R. channel @ 48") -> 2/S5.20 & 9/S5.20 (head track / dbl jamb at openings) -> A00.30 door schedule -> 10/A12.02 & 11/A12.02 (HM frame head/jamb) -> A04.01 RCP (ceiling per face) -> S2.20 (B.O.D.) -> A11.0x elevations (openings) | DERIVADO | w1 | TAG-B-02 | tagged. Geometry: faces y 1438.80 / 1446.12 = 7.32 pt = 4 7/8" = B OK; x 1241.76 -> 1421.52 = 179.76 pt = 9.99 ft; room printed 9'-7" = 1241.76-1414.20 (172.44 pt = 9.58 ft) OK. Height: x1241.76-1421.52: S2.20 B.O.D. EL. 13'-0 5/8" @ grid B, 12'-6 3/8" @ grid A, linear: 156.625 - 6.25*(1442.5-1246.1)/454.4 = 153.92 in. Openings: none (A11.02/A11.03 elevations show no other openings). FEC-2 cabinet on north face (x~1290-1343): no deduction.
B-02 | B - 3-5/8" metal stud 362S137-33 @ 16" O.C., 1 layer 5/8" gyp each side to underside of structure, batt insulation, cont. acoustical sealant top and bottom both sides, wall thickness 4 7/8" (3-5/8 + 5/8 + 5/8 = 4.875 OK) | A02.01 grid 5-6, between grid B and A (x 1241.8-1414.2, y 1551.1-1558.4): between ELECTRICAL 120 and NER 121 | 9.58 | 12.7 | 2 |  | 101.59 |  | 243.3 | [5 empty] | 9.58 | 9.58 | N (ELECTRICAL 120): 1 layer 5/8" gyp, to deck ¦ S (NER 121): 1 layer 5/8" gyp, to deck | A02.01 tag -> 1/A12.01 (PARTITION TYPE B, B2 + schedule row B) -> 7/S5.20 (362S137-33 @16", header schedule) -> 1F/S5.20 (1 1/2" C.R. channel @ 48") -> 2/S5.20 & 9/S5.20 (head track / dbl jamb at openings) -> A00.30 door schedule -> 10/A12.02 & 11/A12.02 (HM frame head/jamb) -> A04.01 RCP (ceiling per face) -> S2.20 (B.O.D.) -> A11.0x elevations (openings) | DERIVADO | w1 | TAG-B-07 | tagged. Geometry: faces y 1551.12 / 1558.44 = 7.32 pt = 4 7/8" OK; x 1241.76 -> 1414.20 = 172.44 pt = 9.58 ft (= printed 9'-7"). Height: x1241.76-1414.20: S2.20 B.O.D. EL. 13'-0 5/8" @ grid B, 12'-6 3/8" @ grid A, linear: 156.625 - 6.25*(1554.8-1246.1)/454.4 = 152.38 in. Openings: none (A11.02/A11.03 elevations show no other openings).
B-03 | B - 3-5/8" metal stud 362S137-33 @ 16" O.C., 1 layer 5/8" gyp each side to underside of structure, batt insulation, cont. acoustical sealant top and bottom both sides, wall thickness 4 7/8" (3-5/8 + 5/8 + 5/8 = 4.875 OK) | A02.01 grid 6 side, between grid B and A (x 1414.2-1421.5, y 1446.1-1693.4): east wall of ELECTRICAL 120 and NER 121 / west of BREAK ROOM 118, with doors 120 and 121 | 13.74 | 12.81 | 2 |  | 174.48 |  | 252.92 | [5 empty] | 7.07 | 13.74 | W (ELECTRICAL 120): 1 layer 5/8" gyp, to deck ¦ E (BREAK ROOM 118): 1 layer 5/8" gyp, to deck | A02.01 tag -> 1/A12.01 (PARTITION TYPE B, B2 + schedule row B) -> 7/S5.20 (362S137-33 @16", header schedule) -> 1F/S5.20 (1 1/2" C.R. channel @ 48") -> 2/S5.20 & 9/S5.20 (head track / dbl jamb at openings) -> A00.30 door schedule -> 10/A12.02 & 11/A12.02 (HM frame head/jamb) -> A04.01 RCP (ceiling per face) -> S2.20 (B.O.D.) -> A11.0x elevations (openings) | DERIVADO | w1 | TAG-B-08 | tagged. Geometry: faces x 1414.20 / 1421.52 = 7.32 pt = 4 7/8" OK; solid 1446.12-1468.68 (22.56) + 1528.68-1596.00 (67.32) + 1656.00-1693.44 (37.44) = 127.32 pt = 7.07 ft; doors 120 (1468.68-1528.68) and 121 (1596.00-1656.00) = 60 pt each. Height: y1446.12-1468.68 (no tag, continuity): S2.20 B.O.D. EL. 13'-0 5/8" @ grid B, 12'-6 3/8" @ grid A, linear: 156.625 - 6.25*(1457.0-1246.1)/454.4 = 153.72 in ; y1528.68-1596.00 (tag B-08): S2.20 B.O.D. EL. 13'-0 5/8" @ grid B, 12'-6 3/8" @ grid A, linear: 156.625 - 6.25*(1562.0-1246.1)/454.4 = 152.28 in ; y1656.00-1693.44 (no tag, continuity): S2.20 B.O.D. EL. 13'-0 5/8" @ grid B, 12'-6 3/8" @ grid A, linear: 156.625 - 6.25*(1675.0-1246.1)/454.4 = 150.73 in. Openings: door 120 (3'-0" x 7'-0", A00.30) RO 40.00 in x 86 in (door height + 2" HM frame head 10/A12.02), door 121 (3'-0" x 7'-0", A00.30) RO 40.00 in x 86 in (door height + 2" HM frame head 10/A12.02). End segments have no tag of their own: taken as B by continuity of the same wall line (RFI-w1-06, alt A1 by note A).
B-04 | B - 3-5/8" metal stud 362S137-33 @ 16" O.C., 1 layer 5/8" gyp each side to underside of structure, batt insulation, cont. acoustical sealant top and bottom both sides, wall thickness 4 7/8" (3-5/8 + 5/8 + 5/8 = 4.875 OK) | A02.01 grid 2-4, between grid B and A (x 911.9-1123.1, y 1508.5-1515.8): north wall of JANITOR CLOSET 112 and STORAGE 117 / south of MEN'S RESTROOM 113, with door 112 | 11.73 | 12.75 | 2 |  | 151.38 |  | 251.36 | [5 empty] | 8.4 | 11.73 | S (JANITOR CLOSET 112, open to structure): 1 layer 5/8" gyp, to deck ¦ N (MEN'S RESTROOM 113): 1 layer 5/8" gyp, to deck | A02.01 tag -> 1/A12.01 (PARTITION TYPE B, B2 + schedule row B) -> 7/S5.20 (362S137-33 @16", header schedule) -> 1F/S5.20 (1 1/2" C.R. channel @ 48") -> 2/S5.20 & 9/S5.20 (head track / dbl jamb at openings) -> A00.30 door schedule -> 10/A12.02 & 11/A12.02 (HM frame head/jamb) -> A04.01 RCP (ceiling per face) -> S2.20 (B.O.D.) -> A11.0x elevations (openings) | DERIVADO | w1 | TAG-B-03 | tagged. Geometry: faces y 1508.52 / 1515.84 = 7.32 pt = 4 7/8" OK; west seg 911.88-981.72 (69.84 pt, no tag) + east seg 1041.72-1123.08 (81.36 pt, tag B-03) = 151.20 pt = 8.40 ft; door 112 opening 981.72-1041.72 = 60 pt. Height: west x911.88-981.72 (no tag, continuity): S2.20 B.O.D. EL. 13'-0 5/8" @ grid B, 12'-6 3/8" @ grid A, linear: 156.625 - 6.25*(1512.0-1246.1)/454.4 = 152.97 in ; east x1041.72-1123.08 (tag B-03): S2.20 B.O.D. EL. 13'-0 5/8" @ grid B, 12'-6 3/8" @ grid A, linear: 156.625 - 6.25*(1512.0-1246.1)/454.4 = 152.97 in. Openings: door 112 (3'-0" x 7'-0", A00.30) RO 40.00 in x 86 in (door height + 2" HM frame head 10/A12.02). JANITOR CLOSET label on A02.01 sits below the wall with a leader into this room; A04.01 confirms room 112 = y1515-1580 with keynote 1 (open to structure). West segment continuity -> RFI-w1-06.
B-05 | B - 3-5/8" metal stud 362S137-33 @ 16" O.C., 1 layer 5/8" gyp each side to underside of structure, batt insulation, cont. acoustical sealant top and bottom both sides, wall thickness 4 7/8" (3-5/8 + 5/8 + 5/8 = 4.875 OK) | A02.01 grid 3-4, between grid B and A (x 1064.9-1072.2, y 1515.8-1578.8): between JANITOR CLOSET 112 (MW06A) and STORAGE 117 (MW05) | 3.5 | 12.71 | 2 |  | 38.12 |  | 88.96 | [5 empty] | 3.5 | 3.5 | W (JANITOR CLOSET 112): 1 layer 5/8" gyp, to deck ¦ E (STORAGE 117): 1 layer 5/8" gyp, to deck | A02.01 tag -> 1/A12.01 (PARTITION TYPE B, B2 + schedule row B) -> 7/S5.20 (362S137-33 @16", header schedule) -> 1F/S5.20 (1 1/2" C.R. channel @ 48") -> 2/S5.20 & 9/S5.20 (head track / dbl jamb at openings) -> A00.30 door schedule -> 10/A12.02 & 11/A12.02 (HM frame head/jamb) -> A04.01 RCP (ceiling per face) -> S2.20 (B.O.D.) -> A11.0x elevations (openings) | DERIVADO | w1 | TAG-B-04 | tagged. Geometry: faces x 1064.88 / 1072.20 = 7.32 pt OK; y 1515.84 -> 1578.84 = 63.0 pt = 3.50 ft. Height: y1515.84-1578.84: S2.20 B.O.D. EL. 13'-0 5/8" @ grid B, 12'-6 3/8" @ grid A, linear: 156.625 - 6.25*(1547.0-1246.1)/454.4 = 152.49 in. Openings: none (A11.02/A11.03 elevations show no other openings).
B-06 | B - 3-5/8" metal stud 362S137-33 @ 16" O.C., 1 layer 5/8" gyp each side to underside of structure, batt insulation, cont. acoustical sealant top and bottom both sides, wall thickness 4 7/8" (3-5/8 + 5/8 + 5/8 = 4.875 OK) | A02.01 grid 2-4, between grid B and A (x 911.9-1123.1, y 1578.8-1586.2): south wall of JANITOR CLOSET 112 and STORAGE 117 / north of WELLNESS 115 | 11.73 | 12.67 | 2 |  | 139.33 |  | 297.24 | [5 empty] | 11.73 | 11.73 | N (JANITOR 112 / STORAGE 117): 1 layer 5/8" gyp, to deck ¦ S (WELLNESS 115): 1 layer 5/8" gyp, to deck | A02.01 tag -> 1/A12.01 (PARTITION TYPE B, B2 + schedule row B) -> 7/S5.20 (362S137-33 @16", header schedule) -> 1F/S5.20 (1 1/2" C.R. channel @ 48") -> 2/S5.20 & 9/S5.20 (head track / dbl jamb at openings) -> A00.30 door schedule -> 10/A12.02 & 11/A12.02 (HM frame head/jamb) -> A04.01 RCP (ceiling per face) -> S2.20 (B.O.D.) -> A11.0x elevations (openings) | DERIVADO | w1 | TAG-B-06, TAG-B-09 | tagged. Geometry: faces y 1578.84 / 1586.16 = 7.32 pt OK; x 911.88 -> 1123.08 = 211.2 pt = 11.73 ft. Height: x911.88-1123.08: S2.20 B.O.D. EL. 13'-0 5/8" @ grid B, 12'-6 3/8" @ grid A, linear: 156.625 - 6.25*(1582.5-1246.1)/454.4 = 152.00 in. Openings: none (A11.02/A11.03 elevations show no other openings). Tags B-06 and B-09 on the same wall (dedup). Small recess x1042-1060 on south face (no deduction).
B2-01 | B2 ¦ 6" metal stud 600S137-33 (20ga) @ 16" O.C., 1 layer 5/8" gyp each face to underside of structure, batt insulation, cont. slip track, cont. acoustical sealant ¦ schedule 1/A12.01 B2: STUD SIZE 6", GYPSUM BOARD 5/8", WALL THICKNESS 7 1/4" -> 6 + 5/8 + 5/8 = 7 1/4" (closes) | A02.01 east wall of ATM ROOM 102 between column enclosure (C1-04) and door 102 jamb, grid 4 / E (band x=1123.08-1133.88 pt) | 1.65 | 15.38 | 2 | 46.13 |  |  | 50.84 | [5 empty] | 1.65 | 1.65 | side 1 (ATM ROOM 102 (west)): 1 layer 5/8" gyp to deck 15.38 ft ¦ side 2 (CENTRAL ZONE 103 (east)): 1 layer 5/8" gyp to deck 15.38 ft | A02.01 tag B2 -> 1/A12.01 (PARTITION TYPE B, B2 + schedule) -> S5.20 7 (stud/track properties) -> S5.20 2/9 (head track/openings) -> S5.20 1-F (bridging) | DERIVADO | w2 | TAG-B2-01 | Studs: 6" per schedule (6 + 5/8 + 5/8 = 7 1/4" closes; measured 7.20 in). Gauge not named on A12.01 -> 33 mil per S5.20 600S137-33 [DERIVADO]. Top track: 1/A12.01 'CONTINUOUS SLIP TRACK'; S5.20 7 lists 600T200-97 as TOP TRACK. Height: board and studs to underside of structure per 1/A12.01.
B2-02 | B2 ¦ 6" metal stud 600S137-33 (20ga) @ 16" O.C., 1 layer 5/8" gyp each face to underside of structure, batt insulation, cont. slip track, cont. acoustical sealant ¦ schedule 1/A12.01 B2: STUD SIZE 6", GYPSUM BOARD 5/8", WALL THICKNESS 7 1/4" -> 6 + 5/8 + 5/8 = 7 1/4" (closes) | A02.01 corridor 111 west wall between door 114 jamb and women's restroom lav alcove, grid 4 / B (x=1123.08-1133.88) | 1.82 | 12.97 | 2 | 39.15 |  |  | 47.2 | [5 empty] | 1.82 | 1.82 | side 1 (WOMEN'S RESTROOM 114 alcove (west)): 1 layer 5/8" gyp to deck 12.97 ft ¦ side 2 (CORRIDOR 111 (east)): 1 layer 5/8" gyp to deck 12.97 ft | A02.01 tag B2 -> 1/A12.01 (PARTITION TYPE B, B2 + schedule) -> S5.20 7 (stud/track properties) -> S5.20 2/9 (head track/openings) -> S5.20 1-F (bridging) | DERIVADO | w2 | TAG-B2-02 | Studs: 6" per schedule (6 + 5/8 + 5/8 = 7 1/4" closes; measured 7.20 in). Gauge not named on A12.01 -> 33 mil per S5.20 600S137-33 [DERIVADO]. Top track: 1/A12.01 'CONTINUOUS SLIP TRACK'; S5.20 7 lists 600T200-97 as TOP TRACK. Height: board and studs to underside of structure per 1/A12.01. ¦ LEADER R3: stud LF rescaled to the high end of the sloped zone (13.052 ft instead of 12.97 ft).
B2-03 | B2 ¦ 6" metal stud 600S137-33 (20ga) @ 16" O.C., 1 layer 5/8" gyp each face to underside of structure, batt insulation, cont. slip track, cont. acoustical sealant ¦ schedule 1/A12.01 B2: STUD SIZE 6", GYPSUM BOARD 5/8", WALL THICKNESS 7 1/4" -> 6 + 5/8 + 5/8 = 7 1/4" (closes) | A02.01 corridor 111 west wall between men's restroom lav alcove and door 113 jamb, grid 4 / B-A | 1.8 | 12.85 | 2 | 39.15 |  |  | 46.24 | [5 empty] | 1.8 | 1.8 | side 1 (MEN'S RESTROOM 113 (west)): 1 layer 5/8" gyp to deck 12.85 ft ¦ side 2 (CORRIDOR 111 (east)): 1 layer 5/8" gyp to deck 12.85 ft | A02.01 tag B2 -> 1/A12.01 (PARTITION TYPE B, B2 + schedule) -> S5.20 7 (stud/track properties) -> S5.20 2/9 (head track/openings) -> S5.20 1-F (bridging) | DERIVADO | w2 | TAG-B2-03 | Studs: 6" per schedule (6 + 5/8 + 5/8 = 7 1/4" closes; measured 7.20 in). Gauge not named on A12.01 -> 33 mil per S5.20 600S137-33 [DERIVADO]. Top track: 1/A12.01 'CONTINUOUS SLIP TRACK'; S5.20 7 lists 600T200-97 as TOP TRACK. Height: board and studs to underside of structure per 1/A12.01. ¦ LEADER R3: stud LF rescaled to the high end of the sloped zone (13.052 ft instead of 12.85 ft).
B2-07 | B2 ¦ 6" metal stud 600S137-33 (20ga) @ 16" O.C., 1 layer 5/8" gyp each face to underside of structure, batt insulation, cont. slip track, cont. acoustical sealant ¦ schedule 1/A12.01 B2: STUD SIZE 6", GYPSUM BOARD 5/8", WALL THICKNESS 7 1/4" -> 6 + 5/8 + 5/8 = 7 1/4" (closes) | A02.01 corridor west wall stub between door 113 and door 117 (same B2 line as TAG-B2-03, untagged stub, thickness 10.80 pt = 7.20" = B2) | 0.88 | 12.75 | 2 | 26.1 |  |  | 22.44 | [5 empty] | 0.88 | 0.88 | side 1 (MEN'S RR 113 / STORAGE 117 (west)): 1 layer 5/8" gyp to deck 12.75 ft ¦ side 2 (CORRIDOR (east)): 1 layer 5/8" gyp to deck 12.75 ft | A02.01 tag B2 -> 1/A12.01 (PARTITION TYPE B, B2 + schedule) -> S5.20 7 (stud/track properties) -> S5.20 2/9 (head track/openings) -> S5.20 1-F (bridging) | DERIVADO | w2 | TAG-B2-03 | Studs: 6" per schedule (6 + 5/8 + 5/8 = 7 1/4" closes; measured 7.20 in). Gauge not named on A12.01 -> 33 mil per S5.20 600S137-33 [DERIVADO]. Top track: 1/A12.01 'CONTINUOUS SLIP TRACK'; S5.20 7 lists 600T200-97 as TOP TRACK. Height: board and studs to underside of structure per 1/A12.01. ¦ LEADER R3: stud LF rescaled to the high end of the sloped zone (13.052 ft instead of 12.75 ft).
B2-05 | B2 ¦ 6" metal stud 600S137-33 (20ga) @ 16" O.C., 1 layer 5/8" gyp each face to underside of structure, batt insulation, cont. slip track, cont. acoustical sealant ¦ schedule 1/A12.01 B2: STUD SIZE 6", GYPSUM BOARD 5/8", WALL THICKNESS 7 1/4" -> 6 + 5/8 + 5/8 = 7 1/4" (closes) | A02.01 corridor west wall between door 117 and door 115 (storage 117 / wellness 115), grid 4 / B-A | 2.69 | 12.64 | 2 | 52.23 |  |  | 68.12 | [5 empty] | 2.69 | 2.69 | side 1 (STORAGE 117 + WELLNESS 115 (west)): 1 layer 5/8" gyp to deck 12.64 ft ¦ side 2 (CORRIDOR (east)): 1 layer 5/8" gyp to deck 12.64 ft | A02.01 tag B2 -> 1/A12.01 (PARTITION TYPE B, B2 + schedule) -> S5.20 7 (stud/track properties) -> S5.20 2/9 (head track/openings) -> S5.20 1-F (bridging) | DERIVADO | w2 | TAG-B2-05 | Studs: 6" per schedule (6 + 5/8 + 5/8 = 7 1/4" closes; measured 7.20 in). Gauge not named on A12.01 -> 33 mil per S5.20 600S137-33 [DERIVADO]. Top track: 1/A12.01 'CONTINUOUS SLIP TRACK'; S5.20 7 lists 600T200-97 as TOP TRACK. Height: board and studs to underside of structure per 1/A12.01. ¦ LEADER R3: stud LF rescaled to the high end of the sloped zone (13.052 ft instead of 12.64 ft).
B2-08 | B2 ¦ 6" metal stud 600S137-33 (20ga) @ 16" O.C., 1 layer 5/8" gyp each face to underside of structure, batt insulation, cont. slip track, cont. acoustical sealant ¦ schedule 1/A12.01 B2: STUD SIZE 6", GYPSUM BOARD 5/8", WALL THICKNESS 7 1/4" -> 6 + 5/8 + 5/8 = 7 1/4" (closes) | A02.01 corridor west wall stub between door 115 jamb and south exterior wall (same B2 line, untagged) | 0.41 | 12.54 | 2 | 26.11 |  |  | 10.36 | [5 empty] | 0.41 | 0.41 | side 1 (WELLNESS 115 (west)): 1 layer 5/8" gyp to deck 12.54 ft ¦ side 2 (CORRIDOR / vestibule at door 123 (east)): 1 layer 5/8" gyp to deck 12.54 ft | A02.01 tag B2 -> 1/A12.01 (PARTITION TYPE B, B2 + schedule) -> S5.20 7 (stud/track properties) -> S5.20 2/9 (head track/openings) -> S5.20 1-F (bridging) | DERIVADO | w2 | TAG-B2-05 | Studs: 6" per schedule (6 + 5/8 + 5/8 = 7 1/4" closes; measured 7.20 in). Gauge not named on A12.01 -> 33 mil per S5.20 600S137-33 [DERIVADO]. Top track: 1/A12.01 'CONTINUOUS SLIP TRACK'; S5.20 7 lists 600T200-97 as TOP TRACK. Height: board and studs to underside of structure per 1/A12.01. ¦ LEADER R3: stud LF rescaled to the high end of the sloped zone (13.052 ft instead of 12.54 ft).
B2-04 | B2 ¦ 6" metal stud 600S137-33 (20ga) @ 16" O.C., 1 layer 5/8" gyp each face to underside of structure, batt insulation, cont. slip track, cont. acoustical sealant ¦ schedule 1/A12.01 B2: STUD SIZE 6", GYPSUM BOARD 5/8", WALL THICKNESS 7 1/4" -> 6 + 5/8 + 5/8 = 7 1/4" (closes) | A02.01 wall between BREAK ROOM 118 (west) and WORK ROOM 119 (east), from door 116 jamb (end cap y=1482.12) to south exterior wall (y=1693.44), grid 7 / B-A. Two tags (B2-04 at y=1493, B2-06 at y=1622) on the SAME band -> one wall (dedup) | 11.74 | 12.66 | 2 | 156.64 |  |  | 297.26 | [5 empty] | 11.74 | 11.74 | side 1 (BREAK ROOM 118 (west)): 1 layer 5/8" gyp to deck 12.66 ft ¦ side 2 (WORK ROOM 119 (east)): 1 layer 5/8" gyp to deck 12.66 ft | A02.01 tag B2 -> 1/A12.01 (PARTITION TYPE B, B2 + schedule) -> S5.20 7 (stud/track properties) -> S5.20 2/9 (head track/openings) -> S5.20 1-F (bridging) | DERIVADO | w2 | TAG-B2-04, TAG-B2-06 | Studs: 6" per schedule (6 + 5/8 + 5/8 = 7 1/4" closes; measured 7.28 in). Gauge not named on A12.01 -> 33 mil per S5.20 600S137-33 [DERIVADO]. Top track: 1/A12.01 'CONTINUOUS SLIP TRACK'; S5.20 7 lists 600T200-97 as TOP TRACK. Height: board and studs to underside of structure per 1/A12.01. ¦ LEADER R3: stud LF rescaled to the high end of the sloped zone (13.052 ft instead of 12.66 ft).
B2K-01 | B2K ¦ 6" metal stud 14ga (68 mil) @ 24" O.C. max, 5/8" gyp teller side, 3/8" UL752 fiberglass to 8'-0" + 3/8" gyp above + 5/8" gyp customer side, batt insulation ¦ B2K DERIVED: (a) layer arithmetic 6" stud + 5/8" gyp (teller side) + 3/8" UL752 fiberglass + 5/8" gyp (customer side) = 7 5/8"; (b) K-family delta A1K-A1 = 5 1/4" - 4 7/8" = 3/8" and A5K-A5 = 7 5/8" - 7 1/4" = 3/8" -> B2K = B2 7 1/4" + 3/8" = 7 5/8"; (c) measured band y=1106.52/1118.04 = 11.52 pt / 1.5 = 7.68 in ~ 7 5/8" (7.625 in, diff 0.05 in). Three checks close -> [DERIVADO] | A02.01 short kevlar-hatched wall at SW corner of CASH WINDOW 116 / south of OFFICE 108 front, grid 7 / C-B.2 (band y=1106.52-1118.04, x=1622.04-1653.96); continues east as A1K (w1) and G-08 | 1.77 | 15.38 | 4 | 30.75 |  |  | 64.38 | [5 empty] | 1.77 | 1.77 | teller side (CASH WINDOW 116 / south): 1 layer 5/8" to deck ¦ customer side (OFFICE 108 / north - side assignment PENDIENTE, RFI-w2-04): 3/8" fiberglass to 8'-0" + 3/8" gyp 8'-0" to deck + 5/8" gyp to deck | A02.01 tag B2K -> (no schedule row) -> 1/A12.01 (B2 row) + 4/A12.01 (K family WALL CONSTRUCTION SHALL INCLUDE) -> S5.20 7 | DERIVADO | w2 | TAG-B2K-01 | Studs 14 GA @ 24" O.C. from 4/A12.01 note (manda sobre schedule). Casing bead at fiberglass edges per 4/A12.01 'APPROPRIATE METAL TRIM AND CASING BEADS': see material row.
G-01 | G ¦ double row 1-5/8" metal stud 162S125-33 (20ga) @ 16" O.C. each row, SOUNDGUARD isolator by Marinoware between rows, 2 layers 5/8" gyp each face to underside of deck, batt insulation ¦ schedule 5/A12.01 G: STUD 1 5/8", GYP 5/8", WALL THICKNESS 6 1/8" -> 2 rows x 1 5/8 = 3 1/4" + 2 layers x 5/8 x 2 faces = 2 1/2" = 5 3/4" + 3/8" gap at SOUNDGUARD isolator = 6 1/8" (closes); measured band 9.24 pt / 1.5 = 6.16 in | A02.01 east office front line (grid 7), solid segment between OFFICE 105 opening and OFFICE 106 opening incl. 4" return (516.00-522.00) and the G1-01 junction | 3.47 | 15.38 | 4 |  |  | 184.5 | 213.2 | [5 empty] | 6.93 | 6.93 | side 1 (CENTRAL ZONE 103 (west)): 2 layers 5/8" to deck 15.375 ft ¦ side 2 (OFFICES 105/106 (east)): 2 layers 5/8" to deck 15.375 ft | A02.01 tag G -> 5/A12.01 (PARTITION G + schedule) -> 8/A12.01 + 9/A12.01 + 10/A12.01 (2 LAYERS 5/8" TO UNDERSIDE OF DECK, METAL STUDS ATTACH TO STRUCTURE ABOVE, SOUNDGUARD ISOLATOR) -> S5.20 7 -> S5.20 1-F | DERIVADO / PENDIENTE | w2 | TAG-G-01 | Two tracks top + two bottom (one per row), two rows of studs. Stud O.C. not printed on A12.01 -> 16" per S5.20 7 'INTERIOR WALLS @ 16" O.C.' [DERIVADO]. 1-5/8" studs spanning 15.38 ft to deck is beyond typical limiting heights -> RFI-w2-07. Isolator count PENDIENTE (RFI-w2-02).
G-10 | G ¦ double row 1-5/8" metal stud 162S125-33 (20ga) @ 16" O.C. each row, SOUNDGUARD isolator by Marinoware between rows, 2 layers 5/8" gyp each face to underside of deck, batt insulation ¦ schedule 5/A12.01 G: STUD 1 5/8", GYP 5/8", WALL THICKNESS 6 1/8" -> 2 rows x 1 5/8 = 3 1/4" + 2 layers x 5/8 x 2 faces = 2 1/2" = 5 3/4" + 3/8" gap at SOUNDGUARD isolator = 6 1/8" (closes); measured band 9.24 pt / 1.5 = 6.16 in | A02.01 east office front line (grid 7), north solid segment of OFFICE 105 front between north exterior wall (y=337.44) and office front opening (y=381.00); untagged, same band/thickness as TAG-G-01 front run | 2.42 | 15.38 | 4 |  |  | 92.25 | 148.84 | [5 empty] | 4.84 | 4.84 | side 1 (CENTRAL ZONE 103 (west)): 2 layers 5/8" to deck 15.375 ft ¦ side 2 (OFFICE 105 (east)): 2 layers 5/8" to deck 15.375 ft | A02.01 tag G -> 5/A12.01 (PARTITION G + schedule) -> 8/A12.01 + 9/A12.01 + 10/A12.01 (2 LAYERS 5/8" TO UNDERSIDE OF DECK, METAL STUDS ATTACH TO STRUCTURE ABOVE, SOUNDGUARD ISOLATOR) -> S5.20 7 -> S5.20 1-F | DERIVADO / PENDIENTE | w2 | TAG-G-01 | Two tracks top + two bottom (one per row), two rows of studs. Stud O.C. not printed on A12.01 -> 16" per S5.20 7 'INTERIOR WALLS @ 16" O.C.' [DERIVADO]. 1-5/8" studs spanning 15.38 ft to deck is beyond typical limiting heights -> RFI-w2-07. Isolator count PENDIENTE (RFI-w2-02).
G-03 | G ¦ double row 1-5/8" metal stud 162S125-33 (20ga) @ 16" O.C. each row, SOUNDGUARD isolator by Marinoware between rows, 2 layers 5/8" gyp each face to underside of deck, batt insulation ¦ schedule 5/A12.01 G: STUD 1 5/8", GYP 5/8", WALL THICKNESS 6 1/8" -> 2 rows x 1 5/8 = 3 1/4" + 2 layers x 5/8 x 2 faces = 2 1/2" = 5 3/4" + 3/8" gap at SOUNDGUARD isolator = 6 1/8" (closes); measured band 9.24 pt / 1.5 = 6.16 in | A02.01 east office front line (grid 7), solid segment between OFFICE 106 and OFFICE 107 openings incl. G-02 junction | 3.25 | 15.38 | 4 |  |  | 184.5 | 200.08 | [5 empty] | 6.51 | 6.51 | side 1 (CENTRAL ZONE 103 (west)): 2 layers 5/8" to deck 15.375 ft ¦ side 2 (OFFICES 106/107 (east)): 2 layers 5/8" to deck 15.375 ft | A02.01 tag G -> 5/A12.01 (PARTITION G + schedule) -> 8/A12.01 + 9/A12.01 + 10/A12.01 (2 LAYERS 5/8" TO UNDERSIDE OF DECK, METAL STUDS ATTACH TO STRUCTURE ABOVE, SOUNDGUARD ISOLATOR) -> S5.20 7 -> S5.20 1-F | DERIVADO / PENDIENTE | w2 | TAG-G-03 | Two tracks top + two bottom (one per row), two rows of studs. Stud O.C. not printed on A12.01 -> 16" per S5.20 7 'INTERIOR WALLS @ 16" O.C.' [DERIVADO]. 1-5/8" studs spanning 15.38 ft to deck is beyond typical limiting heights -> RFI-w2-07. Isolator count PENDIENTE (RFI-w2-02).
G-06 | G ¦ double row 1-5/8" metal stud 162S125-33 (20ga) @ 16" O.C. each row, SOUNDGUARD isolator by Marinoware between rows, 2 layers 5/8" gyp each face to underside of deck, batt insulation ¦ schedule 5/A12.01 G: STUD 1 5/8", GYP 5/8", WALL THICKNESS 6 1/8" -> 2 rows x 1 5/8 = 3 1/4" + 2 layers x 5/8 x 2 faces = 2 1/2" = 5 3/4" + 3/8" gap at SOUNDGUARD isolator = 6 1/8" (closes); measured band 9.24 pt / 1.5 = 6.16 in | A02.01 east office front line (grid 7), solid segment between OFFICE 107 and OFFICE 108 openings incl. G-05 junction | 3.25 | 15.38 | 4 |  |  | 184.5 | 200.08 | [5 empty] | 6.51 | 6.51 | side 1 (CENTRAL ZONE 103 (west)): 2 layers 5/8" to deck 15.375 ft ¦ side 2 (OFFICES 107/108 (east)): 2 layers 5/8" to deck 15.375 ft | A02.01 tag G -> 5/A12.01 (PARTITION G + schedule) -> 8/A12.01 + 9/A12.01 + 10/A12.01 (2 LAYERS 5/8" TO UNDERSIDE OF DECK, METAL STUDS ATTACH TO STRUCTURE ABOVE, SOUNDGUARD ISOLATOR) -> S5.20 7 -> S5.20 1-F | DERIVADO / PENDIENTE | w2 | TAG-G-06 | Two tracks top + two bottom (one per row), two rows of studs. Stud O.C. not printed on A12.01 -> 16" per S5.20 7 'INTERIOR WALLS @ 16" O.C.' [DERIVADO]. 1-5/8" studs spanning 15.38 ft to deck is beyond typical limiting heights -> RFI-w2-07. Isolator count PENDIENTE (RFI-w2-02).
G-02 | G ¦ double row 1-5/8" metal stud 162S125-33 (20ga) @ 16" O.C. each row, SOUNDGUARD isolator by Marinoware between rows, 2 layers 5/8" gyp each face to underside of deck, batt insulation ¦ schedule 5/A12.01 G: STUD 1 5/8", GYP 5/8", WALL THICKNESS 6 1/8" -> 2 rows x 1 5/8 = 3 1/4" + 2 layers x 5/8 x 2 faces = 2 1/2" = 5 3/4" + 3/8" gap at SOUNDGUARD isolator = 6 1/8" (closes); measured band 9.24 pt / 1.5 = 6.16 in | A02.01 demising wall OFFICE 106 / OFFICE 107, from office front (x=1631.28) to east exterior wall inner face (x=1826.28), grid 7-8 / E | 10.83 | 15.38 | 4 |  |  | 307.5 | 666.26 | [5 empty] | 21.67 | 21.67 | side 1 (OFFICE 106 (north)): 2 layers 5/8" to deck 15.375 ft ¦ side 2 (OFFICE 107 (south)): 2 layers 5/8" to deck 15.375 ft | A02.01 tag G -> 5/A12.01 (PARTITION G + schedule) -> 8/A12.01 + 9/A12.01 + 10/A12.01 (2 LAYERS 5/8" TO UNDERSIDE OF DECK, METAL STUDS ATTACH TO STRUCTURE ABOVE, SOUNDGUARD ISOLATOR) -> S5.20 7 -> S5.20 1-F | DERIVADO / PENDIENTE | w2 | TAG-G-02 | Two tracks top + two bottom (one per row), two rows of studs. Stud O.C. not printed on A12.01 -> 16" per S5.20 7 'INTERIOR WALLS @ 16" O.C.' [DERIVADO]. 1-5/8" studs spanning 15.38 ft to deck is beyond typical limiting heights -> RFI-w2-07. Isolator count PENDIENTE (RFI-w2-02).
G-05 | G ¦ double row 1-5/8" metal stud 162S125-33 (20ga) @ 16" O.C. each row, SOUNDGUARD isolator by Marinoware between rows, 2 layers 5/8" gyp each face to underside of deck, batt insulation ¦ schedule 5/A12.01 G: STUD 1 5/8", GYP 5/8", WALL THICKNESS 6 1/8" -> 2 rows x 1 5/8 = 3 1/4" + 2 layers x 5/8 x 2 faces = 2 1/2" = 5 3/4" + 3/8" gap at SOUNDGUARD isolator = 6 1/8" (closes); measured band 9.24 pt / 1.5 = 6.16 in | A02.01 demising wall OFFICE 107 / OFFICE 108, grid 7-8 / C | 10.83 | 15.38 | 4 |  |  | 307.5 | 666.26 | [5 empty] | 21.67 | 21.67 | side 1 (OFFICE 107 (north)): 2 layers 5/8" to deck 15.375 ft ¦ side 2 (OFFICE 108 (south)): 2 layers 5/8" to deck 15.375 ft | A02.01 tag G -> 5/A12.01 (PARTITION G + schedule) -> 8/A12.01 + 9/A12.01 + 10/A12.01 (2 LAYERS 5/8" TO UNDERSIDE OF DECK, METAL STUDS ATTACH TO STRUCTURE ABOVE, SOUNDGUARD ISOLATOR) -> S5.20 7 -> S5.20 1-F | DERIVADO / PENDIENTE | w2 | TAG-G-05 | Two tracks top + two bottom (one per row), two rows of studs. Stud O.C. not printed on A12.01 -> 16" per S5.20 7 'INTERIOR WALLS @ 16" O.C.' [DERIVADO]. 1-5/8" studs spanning 15.38 ft to deck is beyond typical limiting heights -> RFI-w2-07. Isolator count PENDIENTE (RFI-w2-02).
G-08 | G ¦ double row 1-5/8" metal stud 162S125-33 (20ga) @ 16" O.C. each row, SOUNDGUARD isolator by Marinoware between rows, 2 layers 5/8" gyp each face to underside of deck, batt insulation ¦ schedule 5/A12.01 G: STUD 1 5/8", GYP 5/8", WALL THICKNESS 6 1/8" -> 2 rows x 1 5/8 = 3 1/4" + 2 layers x 5/8 x 2 faces = 2 1/2" = 5 3/4" + 3/8" gap at SOUNDGUARD isolator = 6 1/8" (closes); measured band 9.24 pt / 1.5 = 6.16 in | A02.01 wall OFFICE 108 (north) / CASH WINDOW 116 (south), from end of B2K/A1K transition (x=1661.76) to east exterior wall (x=1843.08), grid 7-8 / B.2 | 10.07 | 15.38 | 4 |  |  | 276.75 | 619.52 | [5 empty] | 20.15 | 20.15 | side 1 (OFFICE 108 (north)): 2 layers 5/8" to deck 15.375 ft ¦ side 2 (CASH WINDOW 116 (south; x 1661.76-1708.08 the south face is 3.3" off the A1K face - see notes)): 2 layers 5/8" to deck 15.375 ft | A02.01 tag G -> 5/A12.01 (PARTITION G + schedule) -> 8/A12.01 + 9/A12.01 + 10/A12.01 (2 LAYERS 5/8" TO UNDERSIDE OF DECK, METAL STUDS ATTACH TO STRUCTURE ABOVE, SOUNDGUARD ISOLATOR) -> S5.20 7 -> S5.20 1-F | DERIVADO / PENDIENTE | w2 | TAG-G-08 | Two tracks top + two bottom (one per row), two rows of studs. Stud O.C. not printed on A12.01 -> 16" per S5.20 7 'INTERIOR WALLS @ 16" O.C.' [DERIVADO]. 1-5/8" studs spanning 15.38 ft to deck is beyond typical limiting heights -> RFI-w2-07. Isolator count PENDIENTE (RFI-w2-02). South face x 1661.76-1708.08 (2.57 ft) sits 4.92 pt (3.3 in) from the A1K top face y=1120.68 (w1) - board on that face may be impractical; quantified full, see fronteras.
G-04 | G ¦ double row 1-5/8" metal stud 162S125-33 (20ga) @ 16" O.C. each row, SOUNDGUARD isolator by Marinoware between rows, 2 layers 5/8" gyp each face to underside of deck, batt insulation ¦ schedule 5/A12.01 G: STUD 1 5/8", GYP 5/8", WALL THICKNESS 6 1/8" -> 2 rows x 1 5/8 = 3 1/4" + 2 layers x 5/8 x 2 faces = 2 1/2" = 5 3/4" + 3/8" gap at SOUNDGUARD isolator = 6 1/8" (closes); measured band 9.24 pt / 1.5 = 6.16 in | A02.01 wall ATM ROOM 102 (north) / OFFICE 109 (south), from west exterior wall inner face (x=911.88) to office front corner (x=1133.88), grid 3-4 / D | 12.33 | 15.38 | 4 |  |  | 369 | 758.5 | [5 empty] | 24.67 | 24.67 | side 1 (ATM ROOM 102 (north)): 2 layers 5/8" to deck 15.375 ft ¦ side 2 (OFFICE 109 (south)): 2 layers 5/8" to deck 15.375 ft | A02.01 tag G -> 5/A12.01 (PARTITION G + schedule) -> 8/A12.01 + 9/A12.01 + 10/A12.01 (2 LAYERS 5/8" TO UNDERSIDE OF DECK, METAL STUDS ATTACH TO STRUCTURE ABOVE, SOUNDGUARD ISOLATOR) -> S5.20 7 -> S5.20 1-F | DERIVADO / PENDIENTE | w2 | TAG-G-04 | Two tracks top + two bottom (one per row), two rows of studs. Stud O.C. not printed on A12.01 -> 16" per S5.20 7 'INTERIOR WALLS @ 16" O.C.' [DERIVADO]. 1-5/8" studs spanning 15.38 ft to deck is beyond typical limiting heights -> RFI-w2-07. Isolator count PENDIENTE (RFI-w2-02).
G-07 | G ¦ double row 1-5/8" metal stud 162S125-33 (20ga) @ 16" O.C. each row, SOUNDGUARD isolator by Marinoware between rows, 2 layers 5/8" gyp each face to underside of deck, batt insulation ¦ schedule 5/A12.01 G: STUD 1 5/8", GYP 5/8", WALL THICKNESS 6 1/8" -> 2 rows x 1 5/8 = 3 1/4" + 2 layers x 5/8 x 2 faces = 2 1/2" = 5 3/4" + 3/8" gap at SOUNDGUARD isolator = 6 1/8" (closes); measured band 9.24 pt / 1.5 = 6.16 in | A02.01 demising wall OFFICE 109 / OFFICE 110, west exterior wall to G1 office front (x=1121.16), grid 3-4 / C-B.2 | 11.63 | 15.38 | 4 |  |  | 307.5 | 715.04 | [5 empty] | 23.25 | 23.25 | side 1 (OFFICE 109 (north)): 2 layers 5/8" to deck 15.375 ft ¦ side 2 (OFFICE 110 (south)): 2 layers 5/8" to deck 15.375 ft | A02.01 tag G -> 5/A12.01 (PARTITION G + schedule) -> 8/A12.01 + 9/A12.01 + 10/A12.01 (2 LAYERS 5/8" TO UNDERSIDE OF DECK, METAL STUDS ATTACH TO STRUCTURE ABOVE, SOUNDGUARD ISOLATOR) -> S5.20 7 -> S5.20 1-F | DERIVADO / PENDIENTE | w2 | TAG-G-07 | Two tracks top + two bottom (one per row), two rows of studs. Stud O.C. not printed on A12.01 -> 16" per S5.20 7 'INTERIOR WALLS @ 16" O.C.' [DERIVADO]. 1-5/8" studs spanning 15.38 ft to deck is beyond typical limiting heights -> RFI-w2-07. Isolator count PENDIENTE (RFI-w2-02).
G-09 | G ¦ double row 1-5/8" metal stud 162S125-33 (20ga) @ 16" O.C. each row, SOUNDGUARD isolator by Marinoware between rows, 2 layers 5/8" gyp each face to underside of deck, batt insulation ¦ schedule 5/A12.01 G: STUD 1 5/8", GYP 5/8", WALL THICKNESS 6 1/8" -> 2 rows x 1 5/8 = 3 1/4" + 2 layers x 5/8 x 2 faces = 2 1/2" = 5 3/4" + 3/8" gap at SOUNDGUARD isolator = 6 1/8" (closes); measured band 9.24 pt / 1.5 = 6.16 in | A02.01 wall OFFICE 110 (north) / WOMEN'S RESTROOM 114 (south), west exterior wall to G1 office front, grid 3-4 / B | 11.63 | 15.38 | 4 |  |  | 307.5 | 715.04 | [5 empty] | 23.25 | 23.25 | side 1 (OFFICE 110 (north)): 2 layers 5/8" to deck 15.375 ft ¦ side 2 (WOMEN'S RESTROOM 114 (south)): 2 layers 5/8" to deck 15.375 ft | A02.01 tag G -> 5/A12.01 (PARTITION G + schedule) -> 8/A12.01 + 9/A12.01 + 10/A12.01 (2 LAYERS 5/8" TO UNDERSIDE OF DECK, METAL STUDS ATTACH TO STRUCTURE ABOVE, SOUNDGUARD ISOLATOR) -> S5.20 7 -> S5.20 1-F | DERIVADO / PENDIENTE | w2 | TAG-G-09 | Two tracks top + two bottom (one per row), two rows of studs. Stud O.C. not printed on A12.01 -> 16" per S5.20 7 'INTERIOR WALLS @ 16" O.C.' [DERIVADO]. 1-5/8" studs spanning 15.38 ft to deck is beyond typical limiting heights -> RFI-w2-07. Isolator count PENDIENTE (RFI-w2-02).
G1-01 | G1 ¦ double row 1-5/8" metal stud 162S125-33 (20ga) @ 16" O.C. each row, SOUNDGUARD isolator by Marinoware between rows, 2 layers 5/8" gyp each face to underside of deck, batt insulation ¦ schedule 5/A12.01 G1: STUD 1 5/8", GYP 5/8", WALL THICKNESS 8" -> 3 1/4" + 2 1/2" = 5 3/4" + 2 1/4" gap = 8"; measured band 12.72 pt / 1.5 = 8.48 in (0.48 in over schedule, both G1 instances) -> RFI-w2-05 | A02.01 demising wall OFFICE 105 / OFFICE 106, office front to east exterior wall, grid 7-8 / E.4 | 10.83 | 15.38 | 4 |  |  | 307.5 | 666.26 | [5 empty] | 21.67 | 21.67 | side 1 (OFFICE 105 (north)): 2 layers 5/8" to deck 15.375 ft ¦ side 2 (OFFICE 106 (south)): 2 layers 5/8" to deck 15.375 ft | A02.01 tag G1 -> 5/A12.01 (PARTITION G (G1 row) + schedule) -> 8/A12.01 + 9/A12.01 + 10/A12.01 (2 LAYERS 5/8" TO UNDERSIDE OF DECK, METAL STUDS ATTACH TO STRUCTURE ABOVE, SOUNDGUARD ISOLATOR) -> S5.20 7 -> S5.20 1-F | DERIVADO / PENDIENTE | w2 | TAG-G1-01 | Two tracks top + two bottom (one per row), two rows of studs. Stud O.C. not printed on A12.01 -> 16" per S5.20 7 'INTERIOR WALLS @ 16" O.C.' [DERIVADO]. 1-5/8" studs spanning 15.38 ft to deck is beyond typical limiting heights -> RFI-w2-07. Isolator count PENDIENTE (RFI-w2-02).
G1-02 | G1 ¦ double row 1-5/8" metal stud 162S125-33 (20ga) @ 16" O.C. each row, SOUNDGUARD isolator by Marinoware between rows, 2 layers 5/8" gyp each face to underside of deck, batt insulation ¦ schedule 5/A12.01 G1: STUD 1 5/8", GYP 5/8", WALL THICKNESS 8" -> 3 1/4" + 2 1/2" = 5 3/4" + 2 1/4" gap = 8"; measured band 12.72 pt / 1.5 = 8.48 in (0.48 in over schedule, both G1 instances) -> RFI-w2-05 | A02.01 west office front line (grid 4) for OFFICES 109/110, from G-04 corner (y=840.00) to end cap at y=1243.20 (door 114 jamb); gross 22.40 ft minus 2 office-front openings 7'-6" (846.00-981.00 and 1044.12-1179.12) = solid segments 840.00-846.00, 981.00-1044.12, 1179.12-1243.20 | 7.4 | 15.38 | 4 |  |  | 307.5 | 455.1 | [5 empty] | 14.8 | 14.8 | side 1 (OFFICES 109/110 (west)): 2 layers 5/8" to deck 15.375 ft ¦ side 2 (CENTRAL ZONE 103 (east)): 2 layers 5/8" to deck 15.375 ft | A02.01 tag G1 -> 5/A12.01 (PARTITION G (G1 row) + schedule) -> 8/A12.01 + 9/A12.01 + 10/A12.01 (2 LAYERS 5/8" TO UNDERSIDE OF DECK, METAL STUDS ATTACH TO STRUCTURE ABOVE, SOUNDGUARD ISOLATOR) -> S5.20 7 -> S5.20 1-F | DERIVADO / PENDIENTE | w2 | TAG-G1-02 | Two tracks top + two bottom (one per row), two rows of studs. Stud O.C. not printed on A12.01 -> 16" per S5.20 7 'INTERIOR WALLS @ 16" O.C.' [DERIVADO]. 1-5/8" studs spanning 15.38 ft to deck is beyond typical limiting heights -> RFI-w2-07. Isolator count PENDIENTE (RFI-w2-02).
F-01 | F ¦ 3-5/8" metal stud 362S137-33 (20ga) @ 16" O.C. floor to deck, 3/4" FRT plywood public side to deck + 5/8" gyp public side to ceiling, 5/8" gyp ATM room side to 6" above ceiling, batt insulation ¦ F has no schedule row: 12/A12.01 '3 5/8" METAL STUDS AT 16" O.C.' + 5/8" gyp each side + 3/4" FRT plywood public side -> 3 5/8 + 5/8 + 3/4 + 5/8 = 5 5/8"; measured perpendicular face offset 9.72 pt x cos30 = 8.42 pt / 1.5 = 5.61 in (closes) | A02.01 diagonal (60 deg) wall between 24 HR VESTIBULE 101 (public, north-east side) and ATM ROOM 102 (south-west side), from west exterior wall inner face (x=841.44) to column enclosure C1-04 at grid 4 / E (x~1123); contains DAY 1 ATM (NHA 9T TTW WU) opening 2'-3" R.O. (A08.11) | 17.76 | 15.38 | 3 |  | 292.13 |  | 325.1 | [5 empty] | 17.76 | 17.76 | side 1 public (24 HR VESTIBULE 101): 3/4" FRT plywood to deck 15.375 ft + 1 layer 5/8" gyp to 10'-0" ¦ side 2 (ATM ROOM 102): 1 layer 5/8" gyp to 9'-0" | A02.01 tag F -> 12/A12.01 (PARTITION TYPE F) -> A08.11 7 (ATM ROOM PLAN) + A08.11 1 (ATM ELEVATION R.O.) -> A12.10 (vestibule, ceiling) -> S5.20 7/9 -> S5.20 1-F | DERIVADO | w2 | TAG-F-01 | 12/A12.01 shows no sealant callout -> none quantified. 'BRACE AS REQUIRED (TYP.)' -> S5.20 1-F bridging applied. Wall is north of grid E -> deck 15'-4 1/2". ATM surround / MW18 millwork blocking = w5.
OPN-F01-ATM | Opening in F-01: DAY 1 ATM through-the-wall unit, R.O. 2'-3" W x 2'-8 1/4" H, sill 2'-7 3/4" A.F.F. | A02.01 / A08.11 7 diagonal F wall, ATM centered on wall (CL) between 24 HR VESTIBULE 101 and ATM ROOM 102 | 2.25 | 10.04 | 3 |  | 25.38 | [9 empty] | band above head (5.333 ft to deck 15.375) and band below sill (2.646 ft) on both faces; net opening 6.05 SF deducted in F-01 | A02.01 -> A08.11 7 -> A08.11 1 (R.O. 2'-3" x 2'-8 1/4", 2'-7 3/4" A.F.F.) -> A08.11 4 -> S5.20 7 HEADER SCHEDULE -> S5.20 2/9 | DERIVADO | w2 | TAG-F-01, OPENINGS-HEADERS, ALC-05 | Bands above/below the ATM are part of F-01 board areas (only the net R.O. was deducted). Head = 2'-7 3/4" + 2'-8 1/4" = 5'-4" A.F.F. [DERIVADO].
C1-03 | C1 ¦ 3-5/8" metal stud 362S137-33 (20ga) @ 16" O.C. furring, 1 layer 5/8" gyp ONE face (exposed side) against BLOCK PARTITION / column / wall (block by Div 04 / others) ¦ 6/A12.01: '3 5/8" METAL STUDS' + '5/8" GYPSUM BOARD' one face -> 3 5/8 + 5/8 = 4 1/4" (no schedule row); measured furring band 6.36 pt / 1.5 = 4.24 in (closes) | A02.01 column enclosure (12"x12") at junction VESTIBULE 100 / 24 HR VESTIBULE 101 / CENTRAL ZONE 103, grid 4 / E.4-F: box x 1123.20-1141.20 y 452.88-470.88 | 4 | 15.38 | 1 |  | 123 |  | 61.5 | [5 empty] | 4 | 4 | exposed face (VESTIBULE 100 / 24 HR VESTIBULE 101 / CENTRAL ZONE 103): 1 layer 5/8" gyp, height PENDIENTE (provisional 15.375 ft) ¦ back face: against block/column/wall - no board | A02.01 tag C1 -> 6/A12.01 (PARTITION TYPE C1: BLOCK PARTITION + 3 5/8" METAL STUDS + 5/8" GYPSUM BOARD) -> S5.20 7 | DERIVADO / PENDIENTE | w2 | TAG-C1-03 | Only furring + 1 face of board quantified (block partition / column / A1 wall by others). C1 has no schedule row (no insulation listed). Height PENDIENTE RFI-w2-03; stud and board quantities computed with provisional height to deck and flagged PENDIENTE.
C1-04 | C1 ¦ 3-5/8" metal stud 362S137-33 (20ga) @ 16" O.C. furring, 1 layer 5/8" gyp ONE face (exposed side) against BLOCK PARTITION / column / wall (block by Div 04 / others) ¦ 6/A12.01: '3 5/8" METAL STUDS' + '5/8" GYPSUM BOARD' one face -> 3 5/8 + 5/8 = 4 1/4" (no schedule row); measured furring band 6.36 pt / 1.5 = 4.24 in (closes) | A02.01 column enclosure at ATM ROOM 102 NE corner (end of F-01 / top of B2-01), grid 4 / E: exposed faces E x=1141.20 (710.88-728.04), N y=710.88 (1134.84-1141.20), S y=728.88 (1133.88-1141.20) | 1.71 | 15.38 | 1 |  | 76.88 |  | 26.34 | [5 empty] | 1.71 | 1.71 | exposed face (CENTRAL ZONE 103 / 24 HR VESTIBULE 101): 1 layer 5/8" gyp, height PENDIENTE (provisional 15.375 ft) ¦ back face: against block/column/wall - no board | A02.01 tag C1 -> 6/A12.01 (PARTITION TYPE C1: BLOCK PARTITION + 3 5/8" METAL STUDS + 5/8" GYPSUM BOARD) -> S5.20 7 | DERIVADO / PENDIENTE | w2 | TAG-C1-04 | Only furring + 1 face of board quantified (block partition / column / A1 wall by others). C1 has no schedule row (no insulation listed). Height PENDIENTE RFI-w2-03; stud and board quantities computed with provisional height to deck and flagged PENDIENTE.
C1-05 | C1 ¦ 3-5/8" metal stud 362S137-33 (20ga) @ 16" O.C. furring, 1 layer 5/8" gyp ONE face (exposed side) against BLOCK PARTITION / column / wall (block by Div 04 / others) ¦ 6/A12.01: '3 5/8" METAL STUDS' + '5/8" GYPSUM BOARD' one face -> 3 5/8 + 5/8 = 4 1/4" (no schedule row); measured furring band 6.36 pt / 1.5 = 4.24 in (closes) | A02.01 85" display media monitor build-out (keynote 7) on north face of CALLING CUBES 122 A1 wall, facing WAITING 104, grid 5-6 / C: front face y=955.44 x 1287.24-1467.24 ('10'-0"' printed) + 2 returns 8" ('8"' printed) | 11.33 | 15.38 | 1 |  | 184.5 |  | 174.25 | [5 empty] | 11.33 | 11.33 | exposed face (WAITING 104): 1 layer 5/8" gyp, height PENDIENTE (provisional 15.375 ft) ¦ back face: against block/column/wall - no board | A02.01 tag C1 -> 6/A12.01 (PARTITION TYPE C1: BLOCK PARTITION + 3 5/8" METAL STUDS + 5/8" GYPSUM BOARD) -> S5.20 7 | DERIVADO / PENDIENTE | w2 | TAG-C1-05 | Only furring + 1 face of board quantified (block partition / column / A1 wall by others). C1 has no schedule row (no insulation listed). Height PENDIENTE RFI-w2-03; stud and board quantities computed with provisional height to deck and flagged PENDIENTE.
C1-06 | C1 ¦ 3-5/8" metal stud 362S137-33 (20ga) @ 16" O.C. furring, 1 layer 5/8" gyp ONE face (exposed side) against BLOCK PARTITION / column / wall (block by Div 04 / others) ¦ 6/A12.01: '3 5/8" METAL STUDS' + '5/8" GYPSUM BOARD' one face -> 3 5/8 + 5/8 = 4 1/4" (no schedule row); measured furring band 6.36 pt / 1.5 = 4.24 in (closes) | A02.01 WOMEN'S RESTROOM 114 face of plumbing/block wall between restrooms, grid 3-4 / B-A: furring face y=1355.40/1357.20 x 911.88-1092.36 | 10.03 | 12.92 | 1 |  | 117.49 |  | 129.57 | [5 empty] | 10.03 | 10.03 | exposed face (WOMEN'S RESTROOM 114): 1 layer 5/8" gyp, height PENDIENTE (provisional 12.923 ft) ¦ back face: against block/column/wall - no board | A02.01 tag C1 -> 6/A12.01 (PARTITION TYPE C1: BLOCK PARTITION + 3 5/8" METAL STUDS + 5/8" GYPSUM BOARD) -> S5.20 7 | DERIVADO / PENDIENTE | w2 | TAG-C1-06 | Only furring + 1 face of board quantified (block partition / column / A1 wall by others). C1 has no schedule row (no insulation listed). Height PENDIENTE RFI-w2-03; stud and board quantities computed with provisional height to deck and flagged PENDIENTE. ¦ LEADER R3: stud LF rescaled to the high end of the sloped zone (13.052 ft instead of 12.92 ft).
C1-08 | C1 ¦ 3-5/8" metal stud 362S137-33 (20ga) @ 16" O.C. furring, 1 layer 5/8" gyp ONE face (exposed side) against BLOCK PARTITION / column / wall (block by Div 04 / others) ¦ 6/A12.01: '3 5/8" METAL STUDS' + '5/8" GYPSUM BOARD' one face -> 3 5/8 + 5/8 = 4 1/4" (no schedule row); measured furring band 6.36 pt / 1.5 = 4.24 in (closes) | A02.01 MEN'S RESTROOM 113 face of plumbing/block wall between restrooms, grid 3-4 / B-A: furring face y=1382.16/1389.48 x 911.88-1092.36 | 10.03 | 12.89 | 1 |  | 117.49 |  | 129.26 | [5 empty] | 10.03 | 10.03 | exposed face (MEN'S RESTROOM 113): 1 layer 5/8" gyp, height PENDIENTE (provisional 12.892 ft) ¦ back face: against block/column/wall - no board | A02.01 tag C1 -> 6/A12.01 (PARTITION TYPE C1: BLOCK PARTITION + 3 5/8" METAL STUDS + 5/8" GYPSUM BOARD) -> S5.20 7 | DERIVADO / PENDIENTE | w2 | TAG-C1-08 | Only furring + 1 face of board quantified (block partition / column / A1 wall by others). C1 has no schedule row (no insulation listed). Height PENDIENTE RFI-w2-03; stud and board quantities computed with provisional height to deck and flagged PENDIENTE. ¦ LEADER R3: stud LF rescaled to the high end of the sloped zone (13.052 ft instead of 12.89 ft).
C1-07 | C1 ¦ 3-5/8" metal stud 362S137-33 (20ga) @ 16" O.C. furring, 1 layer 5/8" gyp ONE face (exposed side) against BLOCK PARTITION / column / wall (block by Div 04 / others) ¦ 6/A12.01: '3 5/8" METAL STUDS' + '5/8" GYPSUM BOARD' one face -> 3 5/8 + 5/8 = 4 1/4" (no schedule row); measured furring band 6.36 pt / 1.5 = 4.24 in (closes) | A02.01 FUTURE FCAM build-out on south face of A1K wall (w1), CASH WINDOW 116 area, grid 7 / B.2: front face y=1363.08 x 1661.76-1715.40 + 2 returns 10.44 pt | 4.14 | 15.38 | 1 |  | 107.63 |  | 63.65 | [5 empty] | 4.14 | 4.14 | exposed face (FUTURE FCAM / CASH WINDOW 116): 1 layer 5/8" gyp, height PENDIENTE (provisional 15.375 ft) ¦ back face: against block/column/wall - no board | A02.01 tag C1 -> 6/A12.01 (PARTITION TYPE C1: BLOCK PARTITION + 3 5/8" METAL STUDS + 5/8" GYPSUM BOARD) -> S5.20 7 | DERIVADO / PENDIENTE | w2 | TAG-C1-07 | Only furring + 1 face of board quantified (block partition / column / A1 wall by others). C1 has no schedule row (no insulation listed). Height PENDIENTE RFI-w2-03; stud and board quantities computed with provisional height to deck and flagged PENDIENTE.
BH-105 | Office front bulkhead over OFFICE 105 (office front DFC-1A ALLSTEEL by bank vendor, Div 08) in G wall: box beam + double-row 1-5/8" studs to structure + slip track + SOUNDGUARD isolator, 2 layers 5/8" each face to deck, FRT plywood blocking, corner bead, shadow molding, sealant | A02.01 OFFICE 105 front, x=1622.04-1631.28, opening y 381.00-516.00 pt ('7'-6" HOLD CLEAR FINISHED OPENING') | 7.5 | 7.33 | 4 |  |  | 211 | 223.85 | [6 empty] | 15 | OFFICE 105 side: 2 layers 5/8" from head 8.042 ft to deck 15.375 ft (band 7.333 ft) ¦ CENTRAL ZONE 103 side: same | A02.01 office front ('7'-6" HOLD CLEAR FINISHED OPENING', note E ALLSTEEL OFFICE FRONT BY BANK VENDOR) -> A11.01 (head) -> 8/A12.01 (@ door) + 9/A12.01 (@ glass panel) -> 10/A12.01 (jamb) -> 5/A12.01 (G/G1) -> S5.20 7 HEADER SCHEDULE -> S2.20 B.O.D. | DERIVADO / PENDIENTE | w2 | BULKHEADS-OFFICE, DET-8/A12.01, DET-9/A12.01, DET-10/A12.01, ALC-13, ALC-05, TAG-G-01 | Width CONFIRMADO A02.01 '7'-6" HOLD CLEAR FINISHED OPENING' (vector 135.00 pt = 7.50 ft). Head A11.01 7 CENTRAL ZONE - EAST '8'-0 1/2" HOLD. TYP. FROM SLAB' [CONFIRMADO]. Deck deck = S2.20 B.O.D. EL. 15'-4 1/2" (high roof, no slope; same T/STEEL 15'-4 1/2" in A09.23 Section H at grid 3, between grids E and B) - T/slab LEVEL 1 0'-0" (A09.23) = 15.375 ft. Band = 15.375 - 8.042 = 7.333 ft [DERIVADO]. 8/A12.01 applies to the door portion, 9/A12.01 to the glass portion of the same 7'-6" opening: identical construction, one row per office.
BH-106 | Office front bulkhead over OFFICE 106 (office front DFC-1A ALLSTEEL by bank vendor, Div 08) in G wall: box beam + double-row 1-5/8" studs to structure + slip track + SOUNDGUARD isolator, 2 layers 5/8" each face to deck, FRT plywood blocking, corner bead, shadow molding, sealant | A02.01 OFFICE 106 front, x=1622.04-1631.28, opening y 578.40-713.40 pt ('7'-6" HOLD CLEAR FINISHED OPENING') | 7.5 | 7.33 | 4 |  |  | 211 | 223.85 | [6 empty] | 15 | OFFICE 106 side: 2 layers 5/8" from head 8.042 ft to deck 15.375 ft (band 7.333 ft) ¦ CENTRAL ZONE 103 side: same | A02.01 office front ('7'-6" HOLD CLEAR FINISHED OPENING', note E ALLSTEEL OFFICE FRONT BY BANK VENDOR) -> A11.01 (head) -> 8/A12.01 (@ door) + 9/A12.01 (@ glass panel) -> 10/A12.01 (jamb) -> 5/A12.01 (G/G1) -> S5.20 7 HEADER SCHEDULE -> S2.20 B.O.D. | DERIVADO / PENDIENTE | w2 | BULKHEADS-OFFICE, DET-8/A12.01, DET-9/A12.01, DET-10/A12.01, ALC-13, ALC-05, TAG-G-01 | Width CONFIRMADO A02.01 '7'-6" HOLD CLEAR FINISHED OPENING' (vector 135.00 pt = 7.50 ft). Head A11.01 7 CENTRAL ZONE - EAST '8'-0 1/2" HOLD. TYP. FROM SLAB' [CONFIRMADO]. Deck deck = S2.20 B.O.D. EL. 15'-4 1/2" (high roof, no slope; same T/STEEL 15'-4 1/2" in A09.23 Section H at grid 3, between grids E and B) - T/slab LEVEL 1 0'-0" (A09.23) = 15.375 ft. Band = 15.375 - 8.042 = 7.333 ft [DERIVADO]. 8/A12.01 applies to the door portion, 9/A12.01 to the glass portion of the same 7'-6" opening: identical construction, one row per office.
BH-107 | Office front bulkhead over OFFICE 107 (office front DFC-1A ALLSTEEL by bank vendor, Div 08) in G wall: box beam + double-row 1-5/8" studs to structure + slip track + SOUNDGUARD isolator, 2 layers 5/8" each face to deck, FRT plywood blocking, corner bead, shadow molding, sealant | A02.01 OFFICE 107 front, x=1622.04-1631.28, opening y 771.96-906.96 pt ('7'-6" HOLD CLEAR FINISHED OPENING') | 7.5 | 7.33 | 4 |  |  | 211 | 223.85 | [6 empty] | 15 | OFFICE 107 side: 2 layers 5/8" from head 8.042 ft to deck 15.375 ft (band 7.333 ft) ¦ CENTRAL ZONE 103 side: same | A02.01 office front ('7'-6" HOLD CLEAR FINISHED OPENING', note E ALLSTEEL OFFICE FRONT BY BANK VENDOR) -> A11.01 (head) -> 8/A12.01 (@ door) + 9/A12.01 (@ glass panel) -> 10/A12.01 (jamb) -> 5/A12.01 (G/G1) -> S5.20 7 HEADER SCHEDULE -> S2.20 B.O.D. | DERIVADO / PENDIENTE | w2 | BULKHEADS-OFFICE, DET-8/A12.01, DET-9/A12.01, DET-10/A12.01, ALC-13, ALC-05, TAG-G-01 | Width CONFIRMADO A02.01 '7'-6" HOLD CLEAR FINISHED OPENING' (vector 135.00 pt = 7.50 ft). Head A11.01 7 CENTRAL ZONE - EAST '8'-0 1/2" HOLD. TYP. FROM SLAB' [CONFIRMADO]. Deck deck = S2.20 B.O.D. EL. 15'-4 1/2" (high roof, no slope; same T/STEEL 15'-4 1/2" in A09.23 Section H at grid 3, between grids E and B) - T/slab LEVEL 1 0'-0" (A09.23) = 15.375 ft. Band = 15.375 - 8.042 = 7.333 ft [DERIVADO]. 8/A12.01 applies to the door portion, 9/A12.01 to the glass portion of the same 7'-6" opening: identical construction, one row per office.
BH-108 | Office front bulkhead over OFFICE 108 (office front DFC-1A ALLSTEEL by bank vendor, Div 08) in G wall: box beam + double-row 1-5/8" studs to structure + slip track + SOUNDGUARD isolator, 2 layers 5/8" each face to deck, FRT plywood blocking, corner bead, shadow molding, sealant | A02.01 OFFICE 108 front, x=1622.04-1631.28, opening y 965.52-1100.52 pt ('7'-6" HOLD CLEAR FINISHED OPENING') | 7.5 | 7.33 | 4 |  |  | 211 | 223.85 | [6 empty] | 15 | OFFICE 108 side: 2 layers 5/8" from head 8.042 ft to deck 15.375 ft (band 7.333 ft) ¦ CENTRAL ZONE 103 side: same | A02.01 office front ('7'-6" HOLD CLEAR FINISHED OPENING', note E ALLSTEEL OFFICE FRONT BY BANK VENDOR) -> A11.01 (head) -> 8/A12.01 (@ door) + 9/A12.01 (@ glass panel) -> 10/A12.01 (jamb) -> 5/A12.01 (G/G1) -> S5.20 7 HEADER SCHEDULE -> S2.20 B.O.D. | DERIVADO / PENDIENTE | w2 | BULKHEADS-OFFICE, DET-8/A12.01, DET-9/A12.01, DET-10/A12.01, ALC-13, ALC-05, TAG-G-01 | Width CONFIRMADO A02.01 '7'-6" HOLD CLEAR FINISHED OPENING' (vector 135.00 pt = 7.50 ft). Head A11.01 7 CENTRAL ZONE - EAST '8'-0 1/2" HOLD. TYP. FROM SLAB' [CONFIRMADO]. Deck deck = S2.20 B.O.D. EL. 15'-4 1/2" (high roof, no slope; same T/STEEL 15'-4 1/2" in A09.23 Section H at grid 3, between grids E and B) - T/slab LEVEL 1 0'-0" (A09.23) = 15.375 ft. Band = 15.375 - 8.042 = 7.333 ft [DERIVADO]. 8/A12.01 applies to the door portion, 9/A12.01 to the glass portion of the same 7'-6" opening: identical construction, one row per office.
BH-109 | Office front bulkhead over OFFICE 109 (office front DFC-1A ALLSTEEL by bank vendor, Div 08) in G1 wall: box beam + double-row 1-5/8" studs to structure + slip track + SOUNDGUARD isolator, 2 layers 5/8" each face to deck, FRT plywood blocking, corner bead, shadow molding, sealant | A02.01 OFFICE 109 front, x=1121.16-1133.88, opening y 846.00-981.00 pt ('7'-6" HOLD CLEAR FINISHED OPENING') | 7.5 | 7.38 | 4 |  |  | 211.5 | 226.56 | [6 empty] | 15 | OFFICE 109 side: 2 layers 5/8" from head 8.000 ft to deck 15.375 ft (band 7.375 ft) ¦ CENTRAL ZONE 103 side: same | A02.01 office front ('7'-6" HOLD CLEAR FINISHED OPENING', note E ALLSTEEL OFFICE FRONT BY BANK VENDOR) -> A11.01 (head) -> 8/A12.01 (@ door) + 9/A12.01 (@ glass panel) -> 10/A12.01 (jamb) -> 5/A12.01 (G/G1) -> S5.20 7 HEADER SCHEDULE -> S2.20 B.O.D. | DERIVADO / PENDIENTE | w2 | BULKHEADS-OFFICE, DET-8/A12.01, DET-9/A12.01, DET-10/A12.01, ALC-13, ALC-05, TAG-G1-02 | Width CONFIRMADO A02.01 '7'-6" HOLD CLEAR FINISHED OPENING' (vector 135.00 pt = 7.50 ft). Head A11.01 8 CENTRAL ZONE - WEST '8'-0" CLEAR FINISHED OPENING' [CONFIRMADO]. Deck deck = S2.20 B.O.D. EL. 15'-4 1/2" (high roof, no slope; same T/STEEL 15'-4 1/2" in A09.23 Section H at grid 3, between grids E and B) - T/slab LEVEL 1 0'-0" (A09.23) = 15.375 ft. Band = 15.375 - 8.000 = 7.375 ft [DERIVADO]. 8/A12.01 applies to the door portion, 9/A12.01 to the glass portion of the same 7'-6" opening: identical construction, one row per office.
BH-110 | Office front bulkhead over OFFICE 110 (office front DFC-1A ALLSTEEL by bank vendor, Div 08) in G1 wall: box beam + double-row 1-5/8" studs to structure + slip track + SOUNDGUARD isolator, 2 layers 5/8" each face to deck, FRT plywood blocking, corner bead, shadow molding, sealant | A02.01 OFFICE 110 front, x=1121.16-1133.88, opening y 1044.12-1179.12 pt ('7'-6" HOLD CLEAR FINISHED OPENING') | 7.5 | 7.38 | 4 |  |  | 211.5 | 226.56 | [6 empty] | 15 | OFFICE 110 side: 2 layers 5/8" from head 8.000 ft to deck 15.375 ft (band 7.375 ft) ¦ CENTRAL ZONE 103 side: same | A02.01 office front ('7'-6" HOLD CLEAR FINISHED OPENING', note E ALLSTEEL OFFICE FRONT BY BANK VENDOR) -> A11.01 (head) -> 8/A12.01 (@ door) + 9/A12.01 (@ glass panel) -> 10/A12.01 (jamb) -> 5/A12.01 (G/G1) -> S5.20 7 HEADER SCHEDULE -> S2.20 B.O.D. | DERIVADO / PENDIENTE | w2 | BULKHEADS-OFFICE, DET-8/A12.01, DET-9/A12.01, DET-10/A12.01, ALC-13, ALC-05, TAG-G1-02 | Width CONFIRMADO A02.01 '7'-6" HOLD CLEAR FINISHED OPENING' (vector 135.00 pt = 7.50 ft). Head A11.01 8 CENTRAL ZONE - WEST '8'-0" CLEAR FINISHED OPENING' [CONFIRMADO]. Deck deck = S2.20 B.O.D. EL. 15'-4 1/2" (high roof, no slope; same T/STEEL 15'-4 1/2" in A09.23 Section H at grid 3, between grids E and B) - T/slab LEVEL 1 0'-0" (A09.23) = 15.375 ft. Band = 15.375 - 8.000 = 7.375 ft [DERIVADO]. 8/A12.01 applies to the door portion, 9/A12.01 to the glass portion of the same 7'-6" opening: identical construction, one row per office.
OPN-102 | Door 102 opening in B2 wall B2-01: header, double jambs, cripples, board band above head (6" studs) | A02.01 door 102, band x=1123.08-1133.88, opening y 755.88-824.88 pt | 3.83 | 7.21 | 2 | 52.38 |  |  | 55.26 | [6 empty] | 3.83 | both faces: 1 layer 5/8" gyp band from head 8.167 ft to deck 15.375 ft = 7.208 ft | A02.01 door 102 -> A00.30 DOOR SCHEDULE (3'-6" x 8'-0", type A HM frame) -> 10/A12.02 head, 11/A12.02 jamb -> 1/A12.01 -> S5.20 7 HEADER SCHEDULE -> S5.20 2/9 | DERIVADO | w2 | OPENINGS-HEADERS, ALC-05 | Opening width = vector gap 69.00 pt / 18 = 3.83 ft (= door 3.50 ft + 2 x 2" HM frame). Head R.O. = door 8'-0" (A00.30) + 2" frame = 8.167 ft [DERIVADO]. deck = S2.20 B.O.D. EL. 15'-4 1/2" (high roof, no slope; same T/STEEL 15'-4 1/2" in A09.23 Section H at grid 3, between grids E and B) - T/slab LEVEL 1 0'-0" (A09.23) = 15.375 ft
OPN-114 | Door 114 opening in B2 wall B2-02: header, double jambs, cripples, board band above head (6" studs) | A02.01 door 114, band x=1123.08-1133.88, opening y 1243.20-1303.20 pt | 3.33 | 5.85 | 2 | 43.61 |  |  | 39.03 | [6 empty] | 3.33 | both faces: 1 layer 5/8" gyp band from head 7.167 ft to deck 13.021 ft = 5.854 ft | A02.01 door 114 -> A00.30 DOOR SCHEDULE (3'-0" x 7'-0", type A HM frame) -> 10/A12.02 head, 11/A12.02 jamb -> 1/A12.01 -> S5.20 7 HEADER SCHEDULE -> S5.20 2/9 | DERIVADO | w2 | OPENINGS-HEADERS, ALC-05 | Opening width = vector gap 60.00 pt / 18 = 3.33 ft (= door 3.00 ft + 2 x 2" HM frame). Head R.O. = door 7'-0" (A00.30) + 2" frame = 7.167 ft [DERIVADO]. deck interpolated N-S between S2.20 B.O.D. EL. 13'-0 5/8" @ grid B (y=1246.1 pt) and 12'-6 3/8" @ grid A (y=1700.5 pt): 13.052 - (1273.2-1246.1)/454.4 x 0.521 = 13.021 ft (minus T/slab 0'-0")
OPN-113 | Door 113 opening in B2 wall B2-03: header, double jambs, cripples, board band above head (6" studs) | A02.01 door 113, band x=1123.08-1133.88, opening y 1441.68-1501.68 pt | 3.33 | 5.63 | 2 | 42.47 |  |  | 37.51 | [6 empty] | 3.33 | both faces: 1 layer 5/8" gyp band from head 7.167 ft to deck 12.794 ft = 5.627 ft | A02.01 door 113 -> A00.30 DOOR SCHEDULE (3'-0" x 7'-0", type A HM frame) -> 10/A12.02 head, 11/A12.02 jamb -> 1/A12.01 -> S5.20 7 HEADER SCHEDULE -> S5.20 2/9 | DERIVADO | w2 | OPENINGS-HEADERS, ALC-05 | Opening width = vector gap 60.00 pt / 18 = 3.33 ft (= door 3.00 ft + 2 x 2" HM frame). Head R.O. = door 7'-0" (A00.30) + 2" frame = 7.167 ft [DERIVADO]. deck interpolated N-S between S2.20 B.O.D. EL. 13'-0 5/8" @ grid B (y=1246.1 pt) and 12'-6 3/8" @ grid A (y=1700.5 pt): 13.052 - (1471.7-1246.1)/454.4 x 0.521 = 12.794 ft (minus T/slab 0'-0")
OPN-117 | Door 117 opening in B2 wall B2-07/B2-05: header, double jambs, cripples, board band above head (6" studs) | A02.01 door 117, band x=1123.08-1133.88, opening y 1517.52-1577.52 pt | 3.33 | 5.54 | 2 | 42.03 |  |  | 36.93 | [6 empty] | 3.33 | both faces: 1 layer 5/8" gyp band from head 7.167 ft to deck 12.707 ft = 5.540 ft | A02.01 door 117 -> A00.30 DOOR SCHEDULE (3'-0" x 7'-0", type A HM frame) -> 10/A12.02 head, 11/A12.02 jamb -> 1/A12.01 -> S5.20 7 HEADER SCHEDULE -> S5.20 2/9 | DERIVADO | w2 | OPENINGS-HEADERS, ALC-05 | Opening width = vector gap 60.00 pt / 18 = 3.33 ft (= door 3.00 ft + 2 x 2" HM frame). Head R.O. = door 7'-0" (A00.30) + 2" frame = 7.167 ft [DERIVADO]. deck interpolated N-S between S2.20 B.O.D. EL. 13'-0 5/8" @ grid B (y=1246.1 pt) and 12'-6 3/8" @ grid A (y=1700.5 pt): 13.052 - (1547.5-1246.1)/454.4 x 0.521 = 12.707 ft (minus T/slab 0'-0")
OPN-115 | Door 115 opening in B2 wall B2-05/B2-08: header, double jambs, cripples, board band above head (6" studs) | A02.01 door 115, band x=1123.08-1133.88, opening y 1626.00-1686.00 pt | 3.33 | 5.42 | 2 | 41.41 |  |  | 36.1 | [6 empty] | 3.33 | both faces: 1 layer 5/8" gyp band from head 7.167 ft to deck 12.582 ft = 5.416 ft | A02.01 door 115 -> A00.30 DOOR SCHEDULE (3'-0" x 7'-0", type A HM frame) -> 10/A12.02 head, 11/A12.02 jamb -> 1/A12.01 -> S5.20 7 HEADER SCHEDULE -> S5.20 2/9 | DERIVADO | w2 | OPENINGS-HEADERS, ALC-05 | Opening width = vector gap 60.00 pt / 18 = 3.33 ft (= door 3.00 ft + 2 x 2" HM frame). Head R.O. = door 7'-0" (A00.30) + 2" frame = 7.167 ft [DERIVADO]. deck interpolated N-S between S2.20 B.O.D. EL. 13'-0 5/8" @ grid B (y=1246.1 pt) and 12'-6 3/8" @ grid A (y=1700.5 pt): 13.052 - (1656.0-1246.1)/454.4 x 0.521 = 12.582 ft (minus T/slab 0'-0")
EXT-N1 | Exterior wall CFMF 6" 600S162-54 (S1.11) + parapet infill 600S162-54 between HSS 5x5 posts (11/S5.10); 5/8" FRT plywood/2-1/2" polyiso sheathing; 5/8" gyp interior to deck | A02.01 NORTH facade (grid F) - grid 2 to 4, Vestibule 100 entrance bay | 17.02 | 19.667 | 2 | 344 |  |  | 165.1 | [5 empty] | 21.5 | 34 | exterior face: composite metal panel/ACM/stucco (NIC) on AWB on 5/8" FRT plywood bonded to 2-1/2" polyiso from T/BASE 0'-6" to T/STUD 19'-8", 5/8" glass mat at base strip and canopy band ¦ interior face (Vestibule 100): 1 layer 5/8" gyp board to deck 15'-4.5" ¦ parapet roof side: 5/8" exterior gyp sheathing 15'-4.5" to 19'-8" | A02.01 -> A/A09.21 (Section A @ entrance door) & B/A09.21 (Section B @ entrance) -> 4/A09.26 (parapet) -> 3/A09.26 (entrance canopy) -> 2/A09.26 (storefront head) -> 1/A09.26 (entrance door) -> 5/A09.26 (ACM base) -> 1/A12.10 -> 1/A09.25 & 2/A09.25 (storefront piers) -> S2.20 (B.O.D. 15'-4 1/2", HSS9x5x5/8 T.O.S. 9'-4 1/2") -> 10/S5.10, 11/S5.10 (parapet infill) -> 1,2,7/S5.20 -> S1.11 LT GA note 5 | DERIVADO | w3 | EXT-WALLS, EXT-PARAPET, ALC-02, ALC-03, ALC-09, ALC-10 | L_frame source: A02.01 printed chain 2'-6 3/4" + 12'-6 3/4" + 2'-6 3/4" = 17'-8 1/4" (outer face to storefront 4-7 jamb) - 8" (outer face to stud centerline per 5/A09.26 dims 8"¦3" BOS) = 17'-0 1/4". L_interior: L_frame - 3.6" (stud half + 5/8" gyp at NW corner) [vector check: interior face x=841.56pt]. Stud height slab->B.O.D. 15'-4.5" [DERIVADO S2.20 B.O.D. - T/SLAB 0'-0"]; parapet B.O.D.->T/STUD 19'-8" (4'-3.5"). Openings (from storefront/window frames on elevations + plan, not door schedule): Vestibule entrance storefront (AF-2/GL-2, doors 100): 12'-6.75" wide x 8'-6" head from slab (HSS steel header by others; cripples from HSS T.O.S. 9'-4.5" to B.O.D.). Canopy band length on this run: 17.02 ft.
EXT-N2 | Exterior wall CFMF 6" 600S162-54 (S1.11) + parapet infill 600S162-54 between HSS 5x5 posts (11/S5.10); 5/8" FRT plywood/2-1/2" polyiso sheathing; 5/8" gyp interior to deck | A02.01 NORTH facade (grid F) - grid 4 to 7, storefront run at Central Zone 103 | 26.25 | 17.417 | 2 | 256.2 |  |  | 202.1 | [5 empty] | 26.2 | 52.4 | exterior face: composite metal panel/ACM/stucco (NIC) on AWB on 5/8" FRT plywood bonded to 2-1/2" polyiso from T/BASE 0'-6" to T/STUD 17'-5", 5/8" glass mat at base strip and canopy band ¦ interior face (Central Zone 103): 1 layer 5/8" gyp board to deck 15'-4.5" ¦ parapet roof side: 5/8" exterior gyp sheathing 15'-4.5" to 17'-5" | A02.01 -> 1/A09.01 (titled SOUTH ELEVATION, is the NORTH facade) -> 11/A09.27 (storefront head T/OPENING 8'-6") -> 6/A09.26 (storefront base) -> 3/A09.26 (canopy) -> 4/A09.26 (parapet) -> S2.20 (HSS9x5x5/8 (LLV) T.O.S. 9'-4 1/2" on F 4-7, B.O.D. 15'-4 1/2") -> 11/S5.10 | DERIVADO | w3 | EXT-WALLS, EXT-PARAPET, ALC-02, ALC-03, ALC-09, ALC-10 | L_frame source: A02.01 printed 26'-3" (storefront run). L_interior: A02.01 printed 26'-3". Stud height slab->B.O.D. 15'-4.5" [DERIVADO S2.20 B.O.D. - T/SLAB 0'-0"]; parapet B.O.D.->T/STUD 17'-5" (2'-0.5"). Openings (from storefront/window frames on elevations + plan, not door schedule): Storefront 4-7 (AF-2/GL-2), full run: 26'-3" wide x 8'-6" head from slab (HSS steel header by others; cripples from HSS T.O.S. 9'-4.5" to B.O.D.). Canopy band length on this run: 26.25 ft. No studs below 9'-4 1/2": HSS9x5x5/8 (LLV) steel header spans grid 4-7 at storefront head (S2.20); framing above is cripples HSS->B.O.D. plus parapet infill.
EXT-N3 | Exterior wall CFMF 6" 600S162-54 (S1.11) + parapet infill 600S162-54 between HSS 5x5 posts (11/S5.10); 5/8" FRT plywood/2-1/2" polyiso sheathing; 5/8" gyp interior to deck | A02.01 NORTH facade (grid F) - grid 7 to 8, Office 105 | 12.93 | 17.417 | 2 | 247.9 |  |  | 181 | [5 empty] | 25.8 | 25.8 | exterior face: composite metal panel/ACM/stucco (NIC) on AWB on 5/8" FRT plywood bonded to 2-1/2" polyiso from T/BASE 0'-6" to T/STUD 17'-5", 5/8" glass mat at base strip and canopy band ¦ interior face (Office 1 ME 105): 1 layer 5/8" gyp board to deck 15'-4.5" ¦ parapet roof side: 5/8" exterior gyp sheathing 15'-4.5" to 17'-5" | A02.01 -> C/A09.21 (Section C, T/STUD LP 17'-5") -> 4/A09.26 -> 3/A09.26 -> 5/A09.26 -> S2.20 -> 10,11/S5.10 -> S5.20 -> S1.11 | DERIVADO | w3 | EXT-WALLS, EXT-PARAPET, ALC-02, ALC-03, ALC-09, ALC-10 | L_frame source: vector A02.01: storefront jamb x=1615.6pt to grid 8 x=1848.35pt = 232.75pt/18 = 12'-11 1/8" (= 12'-3 1/2" grid 7-8 printed + 7 5/8"). L_interior: A02.01 printed 11'-9 1/4" (Office 105). Stud height slab->B.O.D. 15'-4.5" [DERIVADO S2.20 B.O.D. - T/SLAB 0'-0"]; parapet B.O.D.->T/STUD 17'-5" (2'-0.5"). Openings (from storefront/window frames on elevations + plan, not door schedule): none. Canopy band length on this run: 12.93 ft.
EXT-E1 | Exterior wall CFMF 6" 600S162-54 (S1.11) + parapet infill 600S162-54 between HSS 5x5 posts (11/S5.10); 5/8" FRT plywood/2-1/2" polyiso sheathing; 5/8" gyp interior to deck | A02.01 EAST facade (grid 8) - grid F to B (high roof zone), Offices 105-108 / Cash Window 116 | 50.69 | 17.417 | 2 | 993.4 |  |  | 752.1 | [5 empty] | 101.4 | 101.4 | exterior face: composite metal panel/ACM/stucco (NIC) on AWB on 5/8" FRT plywood bonded to 2-1/2" polyiso from T/BASE 0'-6" to T/STUD 17'-5", 5/8" glass mat at base strip and canopy band ¦ interior face (Offices 105,106,107,108; Cash Window 116): 1 layer 5/8" gyp board to deck 15'-4.5" ¦ parapet roof side: 5/8" exterior gyp sheathing 15'-4.5" to 17'-5" | A02.01 -> 1/A09.02 (EAST ELEVATION) -> D/A09.22 (Section D) -> 10/A09.27 (sill, B/OPENING 6'-6", T/STUD 6'-4 1/2") -> 11/A09.27 (head 8'-6", metal stud box beam) -> 3/A09.25 (window jamb) -> 7/A09.26 (side canopy) -> 9/A09.27 (metal panel base) -> 4/A09.26 -> S2.20 -> 11/S5.10 -> S5.20 | DERIVADO | w3 | EXT-WALLS, EXT-PARAPET, ALC-02, ALC-03, ALC-09, ALC-10 | L_frame source: S2.20 printed grid chain F-E 22'-2 3/4" + E-D 5'-9 3/8" + D-C 5'-3 1/8" + C-B 17'-5" = 50'-8 1/4" (matches A02.01 grid vector 912.35pt/18). L_interior: vector A02.01 interior face y=337.44pt to grid B y=1246.1pt = 908.66pt/18. Stud height slab->B.O.D. 15'-4.5" [DERIVADO S2.20 B.O.D. - T/SLAB 0'-0"]; parapet B.O.D.->T/STUD 17'-5" (2'-0.5"). Openings (from storefront/window frames on elevations + plan, not door schedule): Window GL-2 Office 105: R.O. 8'-0" x 2'-0" (sill 6'-6", head 8'-6"); Window GL-2 Office 106: R.O. 8'-0" x 2'-0" (sill 6'-6", head 8'-6"); Window GL-2 Office 107: R.O. 8'-0" x 2'-0" (sill 6'-6", head 8'-6"); Window GL-2 Office 108: R.O. 8'-0" x 2'-0" (sill 6'-6", head 8'-6"). Canopy band length on this run: 47.38 ft.
EXT-E2 | Exterior wall CFMF 6" 600S162-54 (S1.11) + parapet infill 600S162-54 between HSS 5x5 posts (11/S5.10); 5/8" FRT plywood/2-1/2" polyiso sheathing; 5/8" gyp interior to deck | A02.01 EAST facade (grid 8) - grid B to A (low sloped roof zone), Cash Window 116 / Work Room 119 | 25.25 | 17.417 | 2 | 422.4 |  |  | 324.4 | [5 empty] | 50.4 | 50.4 | exterior face: composite metal panel/ACM/stucco (NIC) on AWB on 5/8" FRT plywood bonded to 2-1/2" polyiso from T/BASE 0'-6" to T/STUD 17'-5", 5/8" glass mat at base strip and canopy band ¦ interior face (Cash Window 116, Work Room 119): 1 layer 5/8" gyp board to deck 13'-0.625" ¦ parapet roof side: 5/8" exterior gyp sheathing 13'-0.625" to 17'-5" | A02.01 -> 1/A09.02 -> E/A09.22 (Section E, T/STEEL 12'-11 1/8") -> 12/A09.27 (stucco base) -> 4/A09.26 -> S2.20 (B.O.D. 13'-0 5/8" @B / 12'-6 3/8" @A) -> 9/S5.10 (roof step @ B) -> 11/S5.10 -> S5.20 | DERIVADO | w3 | EXT-WALLS, EXT-PARAPET, ALC-02, ALC-03, ALC-09, ALC-10 | L_frame source: S2.20 printed B-A 25'-3". L_interior: vector A02.01 grid B y=1246.1 to interior face y=1693.44 = 447.34pt/18. Stud height slab->B.O.D. 13'-0.625" [DERIVADO S2.20 B.O.D. - T/SLAB 0'-0"]; parapet B.O.D.->T/STUD 17'-5" (4'-4.375"). Openings (from storefront/window frames on elevations + plan, not door schedule): none. Canopy band length on this run: 0.00 ft. Sloped low roof: heights taken at HIGH end (grid B, B.O.D. 13'-0 5/8"); at grid A B.O.D. = 12'-6 3/8" (RFI-w3-06 gives delta).
EXT-S1 | Exterior wall CFMF 6" 600S162-54 (S1.11) + parapet infill 600S162-54 between HSS 5x5 posts (11/S5.10); 5/8" FRT plywood/2-1/2" polyiso sheathing; 5/8" gyp interior to deck | A02.01 SOUTH facade (grid A) - grid 3 to 8, Wellness 115 / Corridor / NER 121 / Break 118 / Work Room 119 | 52.33 | 17.417 | 2 | 986.8 |  |  | 621 | [5 empty] | 101.3 | 104.6 | exterior face: composite metal panel/ACM/stucco (NIC) on AWB on 5/8" FRT plywood bonded to 2-1/2" polyiso from T/BASE 0'-6" to T/STUD 17'-5", 5/8" glass mat at base strip and canopy band ¦ interior face (Wellness 115, Corridor 111/123, NER 121, Break Room 118, Work Room 119): 1 layer 5/8" gyp board to deck 12'-6.375" ¦ parapet roof side: 5/8" exterior gyp sheathing 12'-6.375" to 17'-5" | A02.01 -> 2/A09.02 (titled NORTH ELEVATION, is the SOUTH facade) -> F/A09.22 (Section F, T/STUD LP 17'-5", T/STEEL 12'-6 3/8") -> 14/A09.27 (HM door head 8'-2") -> 13/A09.27 -> 7/A09.26 (side canopy) -> 12/A09.27 -> S2.20 (B.O.D. 12'-6 3/8" @ A; canopy C10x15.3) -> 13/S5.10 -> 11/S5.10 -> S5.20 | DERIVADO | w3 | EXT-WALLS, EXT-PARAPET, ALC-02, ALC-03, ALC-09, ALC-10 | L_frame source: S2.20 printed 52'-4" (grid 3-8) = A02.01 grid dims 12'-4"+6'-1 1/2"+15'-11"+5'-8"+12'-3 1/2". L_interior: A02.01 printed 51'-8 3/4" (interior face to interior face; vector 911.88->1843.08 = 931.2pt). Stud height slab->B.O.D. 12'-6.375" [DERIVADO S2.20 B.O.D. - T/SLAB 0'-0"]; parapet B.O.D.->T/STUD 17'-5" (4'-10.625"). Openings (from storefront/window frames on elevations + plan, not door schedule): HM door 123 (exterior egress): R.O. 3'-4" x 8'-2" (head 8'-2" per 14/A09.27; width = plan gap 60pt/18). Canopy band length on this run: 23.00 ft. B.O.D. constant along grid A = 12'-6 3/8" (slope runs N-S, S2.20 SLOPE arrow).
EXT-W1 | Exterior wall CFMF 6" 600S162-54 (S1.11) + parapet infill 600S162-54 between HSS 5x5 posts (11/S5.10); 5/8" FRT plywood/2-1/2" polyiso sheathing; 5/8" gyp interior to deck | A02.01 WEST facade (grid 3) - grid A to B (low sloped roof zone), Restrooms 113/114 / Janitor 112 / Wellness 115 | 25.25 | 17.417 | 2 | 448.5 |  |  | 324.4 | [5 empty] | 50.4 | 50.4 | exterior face: composite metal panel/ACM/stucco (NIC) on AWB on 5/8" FRT plywood bonded to 2-1/2" polyiso from T/BASE 0'-6" to T/STUD 17'-5", 5/8" glass mat at base strip and canopy band ¦ interior face (Women's 114, Men's 113, Janitor 112, Wellness 115): 1 layer 5/8" gyp board to deck 13'-0.625" ¦ parapet roof side: 5/8" exterior gyp sheathing 13'-0.625" to 17'-5" | A02.01 -> 2/A09.01 (WEST ELEVATION) -> 12/A09.27 (stucco base) -> 4/A09.26 -> 1/A08.01 (enlarged restrooms) -> S2.20 -> 11/S5.10 -> S5.20 | DERIVADO | w3 | EXT-WALLS, EXT-PARAPET, ALC-02, ALC-03, ALC-09, ALC-10 | L_frame source: S2.20 printed B-A 25'-3". L_interior: vector A02.01 grid B to interior face y=1693.44. Stud height slab->B.O.D. 13'-0.625" [DERIVADO S2.20 B.O.D. - T/SLAB 0'-0"]; parapet B.O.D.->T/STUD 17'-5" (4'-4.375"). Openings (from storefront/window frames on elevations + plan, not door schedule): none. Canopy band length on this run: 0.00 ft. Sloped low roof: heights taken at HIGH end (grid B, B.O.D. 13'-0 5/8"); at grid A B.O.D. = 12'-6 3/8" (RFI-w3-06 gives delta).
EXT-W2 | Exterior wall CFMF 6" 600S162-54 (S1.11) + parapet infill 600S162-54 between HSS 5x5 posts (11/S5.10); 5/8" FRT plywood/2-1/2" polyiso sheathing; 5/8" gyp interior to deck | A02.01 WEST facade (grid 3) - grid B to D (high roof zone), Offices 109/110 | 22.68 | 17.417 | 2 | 514.7 |  |  | 327.7 | [5 empty] | 45.4 | 45.4 | exterior face: composite metal panel/ACM/stucco (NIC) on AWB on 5/8" FRT plywood bonded to 2-1/2" polyiso from T/BASE 0'-6" to T/STUD 17'-5", 5/8" glass mat at base strip and canopy band ¦ interior face (Office 5 CB 109, Office 6 CB 110): 1 layer 5/8" gyp board to deck 15'-4.5" ¦ parapet roof side: 5/8" exterior gyp sheathing 15'-4.5" to 17'-5" | A02.01 -> H/A09.23 (Section H, T.O. PARAPET 1 17'-9", T/STEEL 15'-4 1/2", B/GLAZING 6'-6", T/GLAZING 8'-6") -> 10/A09.27, 11/A09.27 -> 3/A09.25 -> 15/A09.27 (drive up canopy) -> 9/A09.27 -> 4/A09.26 -> S2.20 -> 11/S5.10 -> S5.20 | DERIVADO | w3 | EXT-WALLS, EXT-PARAPET, ALC-02, ALC-03, ALC-09, ALC-10 | L_frame source: S2.20 printed D-C 5'-3 1/8" + C-B 17'-5" = 22'-8 1/8". L_interior: vector A02.01 y=848.4 to grid B y=1246.1 = 397.7pt/18. Stud height slab->B.O.D. 15'-4.5" [DERIVADO S2.20 B.O.D. - T/SLAB 0'-0"]; parapet B.O.D.->T/STUD 17'-5" (2'-0.5"). Openings (from storefront/window frames on elevations + plan, not door schedule): Window GL-2 Office 109: R.O. 8'-0" x 2'-0" (sill 6'-6", head 8'-6"); Window GL-2 Office 110: R.O. 8'-0" x 2'-0" (sill 6'-6", head 8'-6"). Canopy band length on this run: 22.68 ft.
EXT-W3 | Exterior wall CFMF 6" 600S162-54 (S1.11) + parapet infill 600S162-54 between HSS 5x5 posts (11/S5.10); 5/8" FRT plywood/2-1/2" polyiso sheathing; 5/8" gyp interior to deck | A02.01 WEST step return (grid D) - grid 2 to 3, ATM Room 102 (faces south under drive-up canopy) | 3.88 | 19.667 | 2 | 129.1 |  |  | 60.1 | [5 empty] | 7.8 | 7.8 | exterior face: composite metal panel/ACM/stucco (NIC) on AWB on 5/8" FRT plywood bonded to 2-1/2" polyiso from T/BASE 0'-6" to T/STUD 19'-8", 5/8" glass mat at base strip and canopy band ¦ interior face (ATM Room 102): 1 layer 5/8" gyp board to deck 15'-4.5" ¦ parapet roof side: 5/8" exterior gyp sheathing 15'-4.5" to 19'-8" | A02.01 -> 2/A09.02 (keynote 2 end flashing at parapet height change) -> 2/A09.01 -> 4/A09.26 -> S2.20 -> 11/S5.10 | DERIVADO | w3 | EXT-WALLS, EXT-PARAPET, ALC-02, ALC-03, ALC-09, ALC-10 | L_frame source: A02.01 printed grid 2-3 3'-10 1/2". L_interior: vector A02.01 interior faces x=841.56 to 911.88 = 70.32pt/18. Stud height slab->B.O.D. 15'-4.5" [DERIVADO S2.20 B.O.D. - T/SLAB 0'-0"]; parapet B.O.D.->T/STUD 19'-8" (4'-3.5"). Openings (from storefront/window frames on elevations + plan, not door schedule): none. Canopy band length on this run: 3.88 ft.
EXT-W4 | Exterior wall CFMF 6" 600S162-54 (S1.11) + parapet infill 600S162-54 between HSS 5x5 posts (11/S5.10); 5/8" FRT plywood/2-1/2" polyiso sheathing; 5/8" gyp interior to deck | A02.01 WEST facade (grid 2) - grid D to F (vestibule block, parapet 2), Vestibule 100 / 24 HR Vestibule 101 / ATM Room 102 | 28.01 | 19.667 | 2 | 612.2 |  |  | 376.9 | [5 empty] | 49.5 | 56 | exterior face: composite metal panel/ACM/stucco (NIC) on AWB on 5/8" FRT plywood bonded to 2-1/2" polyiso from T/BASE 0'-6" to T/STUD 19'-8", 5/8" glass mat at base strip and canopy band ¦ interior face (Vestibule 100, 24 HR Vestibule 101, ATM Room 102): 1 layer 5/8" gyp board to deck 15'-4.5" ¦ parapet roof side: 5/8" exterior gyp sheathing 15'-4.5" to 19'-8" | A02.01 -> J/A09.23 (Section J, T.O. PARAPET 2 20'-0", T/STEEL 15'-4 1/2") -> 2/A09.26 (storefront head) -> 6/A09.26 (storefront base) -> 15/A09.27, 16/A09.27 (drive up canopy) -> 7/A08.11 (ATM room plan), 9/A08.11 (ATM west elev, METAL STUD BOX BEAM 2'-8", R.O. 2'-7 1/4") -> 4/A09.26 -> S2.20 (HSS9x5x5/8 B.O.S. 8'-7 1/2" on grid 2) -> 11/S5.10 | DERIVADO | w3 | EXT-WALLS, EXT-PARAPET, ALC-02, ALC-03, ALC-09, ALC-10 | L_frame source: S2.20 printed F-E 22'-2 3/4" + E-D 5'-9 3/8" = 27'-11 1/8". L_interior: vector A02.01 interior face x=841.56 from y=337.44 to 831.7 = 494.26pt/18. Stud height slab->B.O.D. 15'-4.5" [DERIVADO S2.20 B.O.D. - T/SLAB 0'-0"]; parapet B.O.D.->T/STUD 19'-8" (4'-3.5"). Openings (from storefront/window frames on elevations + plan, not door schedule): Vestibule 100 west storefront (AF-2/GL-2): 6'-6" wide x 8'-6" head from slab (HSS steel header by others; cripples from HSS T.O.S. 9'-4.5" to B.O.D.); Drive-up ATM NHA 9D TTW rough opening: R.O. 2'-7.25" x 2'-8.25" (sill 4'-0", head 6'-8.25"). Canopy band length on this run: 28.01 ft. FRONTIER: interior face at 24 HR VESTIBULE 101 (approx. y 462->745pt, 15.7 LF x 15'-4 1/2" = ~242 SF of the board above) shows a hatched liner (NEW PARTITION WITH KEVLAR REINFORCEMENT, A1K/A5K per legend) - if w1/w2 counts that liner with its own board, drop this portion here (RFI-w3-10). Walk-up ATM (NHA 9T) is in the interior diagonal wall (not this item). DU ATM R.O. deducted only as 2'-7 1/4" x 2'-8 1/4" [DERIVADO A08.11]; FRT 2x4/4x4 framing and plywood plinth by w5.
EXT-CANOPY-N | Canopy/marquee: fascia 3-5/8" metal stud framing + 5/8" ext. grade FRT plywood (composite metal panel EPS-1 by others); soffit 3-5/8" metal stud framing + 5/8" ext. grade FRT plywood (PT-4 stucco by others) | A04.01 / A02.01 NORTH canopy strip along grid F (grid 1 to beyond grid 8), 1/A09.01 + 3/A09.26 | 78.16 | 1.865 | 1 |  | 357.1 | [9 empty] | fascia outer face + top: 5/8" FRT plywood (2'-5.75" girth) ¦ soffit underside: 5/8" FRT plywood 329.5 SF | A02.01 / A04.01 (canopy outline, PT-4 soffit) -> A09.01/A09.02 (T/CANOPY 12'-8", B/CANOPY 10'-6") -> A09.21/A09.22/A09.23 sections -> 3/A09.26 (entrance canopy) -> 7/A09.26 (side canopy) -> 15/A09.27, 16/A09.27 (drive up canopy) -> S2.20 (B.O.D. 11'-9" TYP. @ CANOPY, NO SLOPE; canopy beams C10x15.3/C12x30) -> 8/S5.10, 13/S5.10 | DERIVADO | w3 | EXT-CANOPY, ALC-14, ALC-10 | Fascia length source: vector A04.01: outer fascia y=238.44pt x=507.48->1914.36 (1406.88pt); soffit inside fascia x=516.84->1904.88 by y=247.92->320.04 (building outer face) = 1388.04 x 72.12 pt2/324, + 0.53' x (26'-3" + 12'-6 3/4") at storefront bays where glass line is ~9.5pt inboard. Canopy steel, deck, TPO, EPS-1 panels, PT-4 stucco and SA-4 soffit vents are NIC (other trades).
EXT-CANOPY-W | Canopy/marquee: fascia 3-5/8" metal stud framing + 5/8" ext. grade FRT plywood (composite metal panel EPS-1 by others); soffit 3-5/8" metal stud framing + 5/8" ext. grade FRT plywood (PT-4 stucco by others) | A04.01 / A02.01 WEST drive-up canopy (grid 1 to grid 2/3, grid G/F to B), 2/A09.01 + 15/A09.27 + 16/A09.27 | 78.02 | 1.865 | 1 |  | 828.5 | [9 empty] | fascia outer face + top: 5/8" FRT plywood (2'-5.75" girth) ¦ soffit underside: 5/8" FRT plywood 958.0 SF | A02.01 / A04.01 (canopy outline, PT-4 soffit) -> A09.01/A09.02 (T/CANOPY 12'-8", B/CANOPY 10'-6") -> A09.21/A09.22/A09.23 sections -> 3/A09.26 (entrance canopy) -> 7/A09.26 (side canopy) -> 15/A09.27, 16/A09.27 (drive up canopy) -> S2.20 (B.O.D. 11'-9" TYP. @ CANOPY, NO SLOPE; canopy beams C10x15.3/C12x30) -> 8/S5.10, 13/S5.10 | DERIVADO | w3 | EXT-CANOPY, ALC-14, ALC-10 | Fascia length source: vector A04.01: west fascia x=507.48 y=238.44->1255.8 (1017.36pt) + south fascia y=1255.8 x=507.48->894.48 (387pt); soffit = (824.76-516.84)x(848.4-320.04) + (894.48-516.84)x(1246.44-848.4) pt2/324 - 4 column enclosures 1'-5"x1'-5" (5/A09.25). Canopy steel, deck, TPO, EPS-1 panels, PT-4 stucco and SA-4 soffit vents are NIC (other trades).
EXT-CANOPY-E | Canopy/marquee: fascia 3-5/8" metal stud framing + 5/8" ext. grade FRT plywood (composite metal panel EPS-1 by others); soffit 3-5/8" metal stud framing + 5/8" ext. grade FRT plywood (PT-4 stucco by others) | A04.01 / A02.01 EAST canopy strip along grid 8 (F to B.2), 1/A09.02 + D/A09.22 + 7/A09.26 | 55.57 | 1.865 | 1 |  | 166.2 | [9 empty] | fascia outer face + top: 5/8" FRT plywood (2'-5.75" girth) ¦ soffit underside: 5/8" FRT plywood 117.3 SF | A02.01 / A04.01 (canopy outline, PT-4 soffit) -> A09.01/A09.02 (T/CANOPY 12'-8", B/CANOPY 10'-6") -> A09.21/A09.22/A09.23 sections -> 3/A09.26 (entrance canopy) -> 7/A09.26 (side canopy) -> 15/A09.27, 16/A09.27 (drive up canopy) -> S2.20 (B.O.D. 11'-9" TYP. @ CANOPY, NO SLOPE; canopy beams C10x15.3/C12x30) -> 8/S5.10, 13/S5.10 | DERIVADO | w3 | EXT-CANOPY, ALC-14, ALC-10 | Fascia length source: vector A04.01: fascia x=1914.36 y=238.44->1184.88 (946.44pt) + south return y=1184.88 x=1860.48->1914.36 (53.88pt); soffit (1904.88-1860.48)x(1175.76-320.04) pt2/324. Canopy steel, deck, TPO, EPS-1 panels, PT-4 stucco and SA-4 soffit vents are NIC (other trades).
EXT-CANOPY-S | Canopy/marquee: fascia 3-5/8" metal stud framing + 5/8" ext. grade FRT plywood (composite metal panel EPS-1 by others); soffit 3-5/8" metal stud framing + 5/8" ext. grade FRT plywood (PT-4 stucco by others) | A04.01 / A02.01 SOUTH canopy over HM door 123 (grid 3.4 to 5+), 2/A09.02 + 7/A09.26 + 13/S5.10 | 29.01 | 1.865 | 1 |  | 81.8 | [9 empty] | fascia outer face + top: 5/8" FRT plywood (2'-5.75" girth) ¦ soffit underside: 5/8" FRT plywood 54.3 SF | A02.01 / A04.01 (canopy outline, PT-4 soffit) -> A09.01/A09.02 (T/CANOPY 12'-8", B/CANOPY 10'-6") -> A09.21/A09.22/A09.23 sections -> 3/A09.26 (entrance canopy) -> 7/A09.26 (side canopy) -> 15/A09.27, 16/A09.27 (drive up canopy) -> S2.20 (B.O.D. 11'-9" TYP. @ CANOPY, NO SLOPE; canopy beams C10x15.3/C12x30) -> 8/S5.10, 13/S5.10 | DERIVADO | w3 | EXT-CANOPY, ALC-14, ALC-10 | Fascia length source: vector A04.01: fascia y=1764.96 x=947.64->1361.64 (414pt) + 2 end returns (1764.96-1710.84)=54.12pt; soffit (1351.44-957.0)x(1755.48-1710.84) pt2/324. Canopy steel, deck, TPO, EPS-1 panels, PT-4 stucco and SA-4 soffit vents are NIC (other trades).
EXT-COL-1 | Canopy column enclosure (column wrap) 1'-5" x 1'-5" FOS: 3-5/8" metal framing + 5/8" ext. grade FRT plywood (PT-03 stucco by others) | A02.01 west column line grid 1 at grids G, E.4, C.5, B.2 (4 columns; callouts 5/A09.25 x3 + 5/A09.25 SIM x1) | 22.67 | 10.604 | 1 |  | 339.3 | [9 empty] | 4 faces each column: 5/8" FRT plywood slab to B/canopy 10'-7 1/4" | A02.01 (5/A09.25 at grid 1/G, 1/E.4, 1/C.5, 1/B.2 SIM) -> 5/A09.25 DETAIL @ CANOPY COLUMN -> 2/A09.01 (PT-3 columns to B/CANOPY 10'-6") -> 16/A09.27 (B/STUD 10'-7 1/4") -> S2.20 (HSS columns on grid 1) | DERIVADO | w3 | EXT-COLUMNS, ALC-15, ALC-10 | Enclosure perimeter 4 x 1'-5" = 5'-8" per column [DERIVADO 5/A09.25: 1'-2 1/2" FOS + 2 1/2" FOS]; plumbing drain lines inside (NIC). 4" pipe bollards NIC.
EXT-PIERS | Storefront pier column enclosures at Vestibule 100 (HSS columns at F/2 and F/4): 3-5/8" metal furring + 5/8" gyp interior + 3/4" FRT plywood at storefront jambs (6" CFMF and exterior FRT/polyiso counted in EXT-N1) | A02.01 grid F/2 and F/4 (vestibule 100 corners) | 6.79 | 15.375 | 1 |  | 184.5 |  | 90.6 | [7 empty] | interior (Vestibule 100): 5/8" gyp to deck ¦ jambs: 3/4" FRT plywood | A02.01 -> 1/A12.10 (24 HR VESTIBULE PLAN, calls 1/A09.25 and 2/A09.25) -> 1/A09.25, 2/A09.25 DETAIL @ STOREFRONT PIER -> S2.20 (HSS columns) | DERIVADO | w3 | EXT-COLUMNS, ALC-15, ALC-10, EXT-WALLS | Pier geometry approximated from detail graphic; quantities DERIVADO, verify in shop drawings.
CIELO-100 | Suspended GWB ceiling GB 10'-0" - 5/8" gyp on 7/8" hat furring / 1-1/2" CRC / hanger wire (suspension basis RFI-w4-01) | A04.01 between grids 2/3-4, F to ~E.4 (north of 24HR vestibule) |  | 10 | 1 |  |  |  | 121.97 | [7 empty] | ceiling underside: 1 layer 5/8" gyp, painted P-15 flat (RCP note E, A00.40 P-15 "FLAT FINISH FOR CEILINGS"); finish level not stated (RFI-w4-03) | A04.01 (GB 10'-0" tag, RCP note E P-15) -> A/A09.21 & B/A09.21 (GYP. BOARD CEILING SYSTEM @ entrance) -> 2/A09.26 (storefront head, scheduled ceiling) -> 1/A12.10 (24HR vestibule plan, dims 4'-9 1/2" + 6'-2" + 4'-8 1/4") -> S2.20 (B.O.D. EL. 15'-4 1/2" NO SLOPE, bay F-E) -> J/A09.23 (T/STEEL 15'-4 1/2") | DERIVADO | w4 | RCP-CEILINGS, RCP-SUSPENSION, ALC-11, ALC-12 | Suspension spacing NOT shown on any sheet (A09.33 has no GWB suspended ceiling detail) - basis ASTM C754 typical, RFI-w4-01: 1-1/2" CRC @ 48" O.C., hangers @ 48" O.C. along each CRC, 7/8" hat furring @ 16" O.C. perpendicular; line count = ceil((D-0.5ft)/spacing)+1 evenly spaced, first line 3" off wall; chords measured on the vector polygon.
CIELO-101 | Suspended GWB ceiling GB 10'-0" - 5/8" gyp on 7/8" hat furring / 1-1/2" CRC / hanger wire (suspension basis RFI-w4-01) | A04.01 between grids 2/3-4, south of Vestibule 100, bounded by diagonal wall to ATM Room 102 |  | 10 | 1 |  |  |  | 150.75 | [7 empty] | ceiling underside: 1 layer 5/8" gyp, painted P-15 flat (RCP note E, A00.40 P-15 "FLAT FINISH FOR CEILINGS"); finish level not stated (RFI-w4-03) | A04.01 (GB 10'-0") -> 1/A12.10 + 4,5,6,7/A12.10 (scheduled ceiling refer to RCP; metal stud box header over glass = wall scope) -> S2.20 (B.O.D. 15'-4 1/2", bay F-E) -> J/A09.23 | DERIVADO | w4 | RCP-CEILINGS, RCP-SUSPENSION, ALC-11, ALC-12 | Suspension spacing NOT shown on any sheet (A09.33 has no GWB suspended ceiling detail) - basis ASTM C754 typical, RFI-w4-01: 1-1/2" CRC @ 48" O.C., hangers @ 48" O.C. along each CRC, 7/8" hat furring @ 16" O.C. perpendicular; line count = ceil((D-0.5ft)/spacing)+1 evenly spaced, first line 3" off wall; chords measured on the vector polygon.
CIELO-104 | Suspended GWB ceiling GB 11'-0" - 5/8" gyp on 7/8" hat furring / 1-1/2" CRC / hanger wire (suspension basis RFI-w4-01) | A04.01 between grids 4/5-6, from ~F+5' to just south of D (centre of Central Zone 103), south edge on Calling Cubes 122 north wall |  | 11 | 1 |  | 114.48 |  | 587.83 | [7 empty] | ceiling underside: 1 layer 5/8" gyp, painted P-15 flat (RCP note E, A00.40 P-15 "FLAT FINISH FOR CEILINGS"); finish level not stated (RFI-w4-03) | A04.01 (GB 11'-0" island inside CENTRAL ZONE 103 ACT-4 11'-6"; printed 30'-0" length) -> 7/A09.33 TYPICAL CEILING TRANSITION (typical, NOT keyed on RCP - RFI-w4-06) -> S2.20 (B.O.D. 15'-4 1/2" bay F-E) -> H/A09.23 (T/STEEL 15'-4 1/2" at grid 3, E-B zone) | DERIVADO | w4 | RCP-CEILINGS, RCP-SUSPENSION, ALC-11, ALC-12 | Suspension spacing NOT shown on any sheet (A09.33 has no GWB suspended ceiling detail) - basis ASTM C754 typical, RFI-w4-01: 1-1/2" CRC @ 48" O.C., hangers @ 48" O.C. along each CRC, 7/8" hat furring @ 16" O.C. perpendicular; line count = ceil((D-0.5ft)/spacing)+1 evenly spaced, first line 3" off wall; chords measured on the vector polygon.
CIELO-114 | Suspended GWB ceiling GB 8'-6" - 5/8" gyp on 7/8" hat furring / 1-1/2" CRC / hanger wire (suspension basis RFI-w4-01) | A04.01 between grids 3-4, just south of grid B (west of Corridor 111) |  | 8.5 | 1 |  |  |  | 75.6 | [7 empty] | ceiling underside: 1 layer 5/8" gyp, painted P-15 flat (RCP note E, A00.40 P-15 "FLAT FINISH FOR CEILINGS"); finish level not stated (RFI-w4-03) | A04.01 (GB 8'-6", keynote 11 sound batt above ceiling) -> A08.01 (toilet room finish: P-15) -> S2.20 (roof bay B-A, B.O.D. 13'-0 5/8" @B sloping to 12'-6 3/8" @A) -> E/A09.22 (T/STEEL 12'-11 1/8" check) | DERIVADO | w4 | RCP-CEILINGS, RCP-SUSPENSION, ALC-11, ALC-12 | Suspension spacing NOT shown on any sheet (A09.33 has no GWB suspended ceiling detail) - basis ASTM C754 typical, RFI-w4-01: 1-1/2" CRC @ 48" O.C., hangers @ 48" O.C. along each CRC, 7/8" hat furring @ 16" O.C. perpendicular; line count = ceil((D-0.5ft)/spacing)+1 evenly spaced, first line 3" off wall; chords measured on the vector polygon.
CIELO-113 | Suspended GWB ceiling GB 8'-6" - 5/8" gyp on 7/8" hat furring / 1-1/2" CRC / hanger wire (suspension basis RFI-w4-01) | A04.01 between grids 3-4, south of Women's 114 (west of Corridor 111) |  | 8.5 | 1 |  |  |  | 75.57 | [7 empty] | ceiling underside: 1 layer 5/8" gyp, painted P-15 flat (RCP note E, A00.40 P-15 "FLAT FINISH FOR CEILINGS"); finish level not stated (RFI-w4-03) | A04.01 (GB 8'-6", keynote 11 sound batt above ceiling) -> A08.01 -> S2.20 (bay B-A sloped) -> E/A09.22 | DERIVADO | w4 | RCP-CEILINGS, RCP-SUSPENSION, ALC-11, ALC-12 | Suspension spacing NOT shown on any sheet (A09.33 has no GWB suspended ceiling detail) - basis ASTM C754 typical, RFI-w4-01: 1-1/2" CRC @ 48" O.C., hangers @ 48" O.C. along each CRC, 7/8" hat furring @ 16" O.C. perpendicular; line count = ceil((D-0.5ft)/spacing)+1 evenly spaced, first line 3" off wall; chords measured on the vector polygon.
SOFFIT-01 | CSR soffit GB 8'-0" - 3-5/8" metal stud framing @ 16" O.C. hung from deck, 5/8" gyp bottom + 2 faces, corner bead | A04.01 between grids 7-8, straddling grid B, between CENTRAL ZONE 103 (ACT-4 9'-0") and CASH WINDOW 116 (ACT-4 9'-0"), pier to pier | 12.02 | 8 | 1 |  | 150.77 |  | 77.13 | [7 empty] | bottom 3'-5" wide at 8'-0" AFF; west face (Central Zone 103) and east face (Cash Window 116) 1'-0" visible to 9'-0" ACT + 6" above; ends abut piers; paint P-18 all sides (9/A12.08) | A04.01 (GB 8'-0" hatch, 3'-5" & 1'-1" dims) -> 4/A12.08 RCP-CSR LINE (GB 8'-0", P-18, 3'-5", 6'-0" fixture CLs) -> 1/A12.08 (12'-0 1/4" R.O. HOLD, 13'-2 1/4", 3'-5") -> 9/A12.08 CSR LINE SECTION (3-5/8" studs @16" O.C., 5/8" FRT plywood blocking, corner bead, P-18 all sides) -> 10/A09.33 CEILING DETAIL @ CSR SOFFIT (cont. track + PAF to deck, alternate purlin detail, cont. corner bead, ceiling trim, FRTW blocking, 6" above ceiling) -> 6/A09.33 INTERIOR TRIMLESS FIXTURE (3-5/8" framing @16", gypsum edge trim) -> S2.20 B.O.D. | CONFIRMADO / DERIVADO / PENDIENTE | w4 | RCP-SOFFITS, ALC-13 | Only GWB soffit/drop found on A04.01 interior. Detail 8/A09.33 TYPICAL BULKHEAD not keyed anywhere on A04.01 (office bulkheads 8/9 A12.01 belong to w2).
BLK-WS-111 | Wall stop blocking (WS407CCV) - rule 2'-0" per stop | A02.01 door 111 (Corridor 111 / Central Zone); wall: A5 #16 (calling-cube west wall, x1234-1245) corridor face - open leaf rests along it | [14 empty] | A5 #16 (calling-cube west wall, x1234-1245) corridor face - open leaf rests along it | A02.01 door tag -> A00.30 door schedule (HW group) -> A00.30 HARDWARE GROUPS -> sheet note D | DERIVADO | w5 | BLOCKING, ALC-16 | Wall identified from the open-leaf position drawn on A02.01 (A02.01 note B hinge 6" from perpendicular partition) [DERIVADO]. Doors WITHOUT wall stop (verified in A00.30 HW groups): 102 (11C), 112 (09), 120 (10A), 121 (10B), 122 (11D = FLOOR STOP FS436), 123 (13), aluminum 100/100A/101/103/105-110 (no wall stop).
BLK-WS-113 | Wall stop blocking (WS407CCV) - rule 2'-0" per stop | A02.01 door 113 (Men's Restroom 113); wall: B #20 (men's/janitor wall, y1508-1515) men's face | [14 empty] | B #20 (men's/janitor wall, y1508-1515) men's face | A02.01 door tag -> A00.30 door schedule (HW group) -> A00.30 HARDWARE GROUPS -> sheet note D | DERIVADO | w5 | BLOCKING, ALC-16 | Wall identified from the open-leaf position drawn on A02.01 (A02.01 note B hinge 6" from perpendicular partition) [DERIVADO]. Doors WITHOUT wall stop (verified in A00.30 HW groups): 102 (11C), 112 (09), 120 (10A), 121 (10B), 122 (11D = FLOOR STOP FS436), 123 (13), aluminum 100/100A/101/103/105-110 (no wall stop).
BLK-WS-114 | Wall stop blocking (WS407CCV) - rule 2'-0" per stop | A02.01 door 114 (Women's Restroom 114); wall: G #52 (women's north wall, y1227-1236) women's face | [14 empty] | G #52 (women's north wall, y1227-1236) women's face | A02.01 door tag -> A00.30 door schedule (HW group) -> A00.30 HARDWARE GROUPS -> sheet note D | DERIVADO | w5 | BLOCKING, ALC-16 | Wall identified from the open-leaf position drawn on A02.01 (A02.01 note B hinge 6" from perpendicular partition) [DERIVADO]. Doors WITHOUT wall stop (verified in A00.30 HW groups): 102 (11C), 112 (09), 120 (10A), 121 (10B), 122 (11D = FLOOR STOP FS436), 123 (13), aluminum 100/100A/101/103/105-110 (no wall stop).
BLK-WS-115 | Wall stop blocking (WS407CCV) - rule 2'-0" per stop | A02.01 door 115 (Wellness 115); wall: exterior south wall (EXT-S band y1693-1711) interior face, wellness | [14 empty] | exterior south wall (EXT-S band y1693-1711) interior face, wellness | A02.01 door tag -> A00.30 door schedule (HW group) -> A00.30 HARDWARE GROUPS -> sheet note D | DERIVADO | w5 | BLOCKING, ALC-16 | Wall identified from the open-leaf position drawn on A02.01 (A02.01 note B hinge 6" from perpendicular partition) [DERIVADO]. Doors WITHOUT wall stop (verified in A00.30 HW groups): 102 (11C), 112 (09), 120 (10A), 121 (10B), 122 (11D = FLOOR STOP FS436), 123 (13), aluminum 100/100A/101/103/105-110 (no wall stop).
BLK-WS-116 | Wall stop blocking (WS407CCV) - rule 2'-0" per stop | A02.01 door 116 (Cash Window 116 side); wall: A1 #9 (y1488-1495) cash-window (north) face, west end | [14 empty] | A1 #9 (y1488-1495) cash-window (north) face, west end | A02.01 door tag -> A00.30 door schedule (HW group) -> A00.30 HARDWARE GROUPS -> sheet note D | DERIVADO | w5 | BLOCKING, ALC-16 | Wall identified from the open-leaf position drawn on A02.01 (A02.01 note B hinge 6" from perpendicular partition) [DERIVADO]. Doors WITHOUT wall stop (verified in A00.30 HW groups): 102 (11C), 112 (09), 120 (10A), 121 (10B), 122 (11D = FLOOR STOP FS436), 123 (13), aluminum 100/100A/101/103/105-110 (no wall stop).
BLK-WS-117 | Wall stop blocking (WS407CCV) - rule 2'-0" per stop | A02.01 door 117 (Storage 117 -> swings into Corridor 111); wall: B2 #27 (x1123-1134) corridor face at hinge jamb [leaf has no wall to rest on - see RFI-w5-07] | [14 empty] | B2 #27 (x1123-1134) corridor face at hinge jamb [leaf has no wall to rest on - see RFI-w5-07] | A02.01 door tag -> A00.30 door schedule (HW group) -> A00.30 HARDWARE GROUPS -> sheet note D | DERIVADO | w5 | BLOCKING, ALC-16 | Wall identified from the open-leaf position drawn on A02.01 (A02.01 note B hinge 6" from perpendicular partition) [DERIVADO]. Doors WITHOUT wall stop (verified in A00.30 HW groups): 102 (11C), 112 (09), 120 (10A), 121 (10B), 122 (11D = FLOOR STOP FS436), 123 (13), aluminum 100/100A/101/103/105-110 (no wall stop).
BLK-WS-118A | Wall stop blocking (WS407CCV) - rule 2'-0" per stop | A02.01 door 118A (Break Room 118 / Central Zone); wall: A1 #7 (x1523-1530, y1324-1355) break-room face | [14 empty] | A1 #7 (x1523-1530, y1324-1355) break-room face | A02.01 door tag -> A00.30 door schedule (HW group) -> A00.30 HARDWARE GROUPS -> sheet note D | DERIVADO | w5 | BLOCKING, ALC-16 | Wall identified from the open-leaf position drawn on A02.01 (A02.01 note B hinge 6" from perpendicular partition) [DERIVADO]. Doors WITHOUT wall stop (verified in A00.30 HW groups): 102 (11C), 112 (09), 120 (10A), 121 (10B), 122 (11D = FLOOR STOP FS436), 123 (13), aluminum 100/100A/101/103/105-110 (no wall stop).
BLK-WS-118B | Wall stop blocking (WS407CCV) - rule 2'-0" per stop | A02.01 door 118B (Break Room 118 (from Corridor 111)); wall: A1 #5 (y1317-1324) break-room (south) face | [14 empty] | A1 #5 (y1317-1324) break-room (south) face | A02.01 door tag -> A00.30 door schedule (HW group) -> A00.30 HARDWARE GROUPS -> sheet note D | DERIVADO | w5 | BLOCKING, ALC-16 | Wall identified from the open-leaf position drawn on A02.01 (A02.01 note B hinge 6" from perpendicular partition) [DERIVADO]. Doors WITHOUT wall stop (verified in A00.30 HW groups): 102 (11C), 112 (09), 120 (10A), 121 (10B), 122 (11D = FLOOR STOP FS436), 123 (13), aluminum 100/100A/101/103/105-110 (no wall stop).
BLK-WS-119 | Wall stop blocking (WS407CCV) - rule 2'-0" per stop | A02.01 door 119 (Work Room 119); wall: A1 #9 (y1488-1495) work-room (south) face, east end | [14 empty] | A1 #9 (y1488-1495) work-room (south) face, east end | A02.01 door tag -> A00.30 door schedule (HW group) -> A00.30 HARDWARE GROUPS -> sheet note D | DERIVADO | w5 | BLOCKING, ALC-16 | Wall identified from the open-leaf position drawn on A02.01 (A02.01 note B hinge 6" from perpendicular partition) [DERIVADO]. Doors WITHOUT wall stop (verified in A00.30 HW groups): 102 (11C), 112 (09), 120 (10A), 121 (10B), 122 (11D = FLOOR STOP FS436), 123 (13), aluminum 100/100A/101/103/105-110 (no wall stop).
BLK-MW01 | Millwork schedule tag MW01: Printer cabinet, full height 8'-4" (B1/A12.03) | Corridor 111 alcove (NW of Calling Cubes); back wall A1 #2 (x1271-1278) west face | [14 empty] | Corridor 111 alcove (NW of Calling Cubes); back wall A1 #2 (x1271-1278) west face | A02.01 tag -> A00.30 millwork schedule -> 6/A12.03 + 7/A12.03 + 3/A12.03 shelf glide 'BLOCKING' | DERIVADO | w5 | BLOCKING, ALC-16 | Rule: base cabinet/counter 1 run, upper or full-height 2 runs, standards vertical x height.
BLK-MW05 | Millwork schedule tag MW05: Adjustable shelves on standards (2/A12.04 '7'-0"' standards, 3 standards drawn 6"-EQ-EQ-6") | Storage 117; wall B #19 (x1065-1072) storage (east) face | [14 empty] | Storage 117; wall B #19 (x1065-1072) storage (east) face | A02.01 tag -> A00.30 millwork schedule -> 1/A12.04 plan 3'-6" -> 2/A12.04 elevation -> 7/A12.04 section 'SCHED. PARTITION REINFORCED TO ACCOMODATE SHELF LOADING' | DERIVADO | w5 | BLOCKING, ALC-16 | Rule: base cabinet/counter 1 run, upper or full-height 2 runs, standards vertical x height.
BLK-MW06A-W | Millwork schedule tag MW06A (west instance): Janitor adjustable shelves on standards over mop sink (6/A12.04: 3 standards x 3'-0") | Janitor Closet 112; west wall = exterior west wall (EXT-O-BAJO band x894-912) interior face, over mop sink | [14 empty] | Janitor Closet 112; west wall = exterior west wall (EXT-O-BAJO band x894-912) interior face, over mop sink | A02.01 tag -> A00.30 millwork schedule -> 5/A12.04 plan 3'-5 1/2" x 1'-3" -> 6/A12.04 elevation -> 7/A12.04 | DERIVADO | w5 | BLOCKING, ALC-16 | Rule: base cabinet/counter 1 run, upper or full-height 2 runs, standards vertical x height.
BLK-MW06A-E | Millwork schedule tag MW06A (east instance): Janitor adjustable shelves on standards (second MW06A tag on A02.01 and 1/A08.01) | Janitor Closet 112; east wall B #19 (x1065-1072) janitor (west) face | [14 empty] | Janitor Closet 112; east wall B #19 (x1065-1072) janitor (west) face | A02.01 tag -> A00.30 millwork schedule -> A02.01 + 1/A08.01 (2nd MW06A tag) -> 6/A12.04 (only elevation) | DERIVADO | w5 | BLOCKING, ALC-16 | Rule: base cabinet/counter 1 run, upper or full-height 2 runs, standards vertical x height.
BLK-MW07 | Millwork schedule tag MW07: Calling cube base cabinet 6'-7 1/2" + upper open cabinet 2'-6" high full length | Calling Cubes 122; west wall A5 #15 (x1224-1235) east face | [14 empty] | Calling Cubes 122; west wall A5 #15 (x1224-1235) east face | A02.01 tag -> A00.30 millwork schedule -> 1/A12.05 plan '6'-7 1/2"' -> 2/A12.05 elevation (4'-1 1/2" + 2'-6"; upper 2'-6") -> 4A/4B/A12.05 -> 4/A11.02 | DERIVADO | w5 | BLOCKING, ALC-16 | Rule: base cabinet/counter 1 run, upper or full-height 2 runs, standards vertical x height.
BLK-MW08 | Millwork schedule tag MW08: Break room base cabinet with sink 7'-7" | Break Room 118; east wall B2 #28 (x1622-1633) break-room (west) face | [14 empty] | Break Room 118; east wall B2 #28 (x1622-1633) break-room (west) face | A02.01 tag -> A00.30 millwork schedule -> 9/A12.04 plan '7'-7"' -> 10/A12.04 -> 12/A12.04, 3/A12.04 'PROVIDE ADDITIONAL PRESSURE TREATED BLOCKING IN PARTITION' -> 8/A11.02 | DERIVADO | w5 | BLOCKING, ALC-16 | Rule: base cabinet/counter 1 run, upper or full-height 2 runs, standards vertical x height.
BLK-MW11 | Millwork schedule tag MW11: Teller work counter base cabinets 13'-6" | Cash Window 116; east exterior wall (EXT-E band x1843-1860) interior face | [14 empty] | Cash Window 116; east exterior wall (EXT-E band x1843-1860) interior face | A02.01 tag -> A00.30 millwork schedule -> 5/A12.05 plan '13'-6"' -> 6/A12.05 -> 7/A12.05 'METAL ANGLE SUPPORT WHERE WALL-SUPPORTED' -> 9/A11.03 | DERIVADO | w5 | BLOCKING, ALC-16 | Rule: base cabinet/counter 1 run, upper or full-height 2 runs, standards vertical x height.
BLK-MW12 | Millwork schedule tag MW12: Teller workroom L counter + 1'-3" deep open uppers | Work Room 119; north leg on A1 #9 (y1488-1495) work-room face; west leg on B2 #28 (x1622-1633) work-room (east) face | [14 empty] | Work Room 119; north leg on A1 #9 (y1488-1495) work-room face; west leg on B2 #28 (x1622-1633) work-room (east) face | A02.01 tag -> A00.30 millwork schedule -> 9/A12.05 plan (2'-0" + 5'-0", 2'-0" + 2'-3 1/4") -> 10/A12.05 + 11/A12.05 (upper 2'-6" high, length by vector) -> 11/A12.04 'PROVIDE ADDITIONAL BLOCKING IN PARTITION' -> 10,11/A11.02 | DERIVADO | w5 | BLOCKING, ALC-16 | Rule: base cabinet/counter 1 run, upper or full-height 2 runs, standards vertical x height.
BLK-MW13 | Millwork schedule tag MW13: Cash vault full-height shelving/locking cabinets 11'-8" | Work Room 119; south exterior wall (EXT-S band y1693-1711) interior face | [14 empty] | Work Room 119; south exterior wall (EXT-S band y1693-1711) interior face | A02.01 tag -> A00.30 millwork schedule -> 1/A12.06 plan '11'-8"' -> 2/A12.06 (4'-4" HOLD + 3'-3" + 3'-11 1/2") -> 4/A12.06, 3/A12.06 'PROVIDE ADDITIONAL BLOCKING IN PARITITION AND MOUNT SHELVING UNIT TO STUDS AND BLOCKING ONLY' -> 9/A11.02 | DERIVADO | w5 | BLOCKING, ALC-16 | Rule: base cabinet/counter 1 run, upper or full-height 2 runs, standards vertical x height.
BLK-MW18 | Millwork schedule tag MW18: ATM room cabinet 3'-4" + adjustable shelves on standards 3'-0" | ATM Room 102; diagonal partition F #40, ATM-ROOM face (F FRT plywood is on the public/vestibule face, 12/A12.01) | [14 empty] | ATM Room 102; diagonal partition F #40, ATM-ROOM face (F FRT plywood is on the public/vestibule face, 12/A12.01) | A02.01 tag -> A00.30 millwork schedule -> 8/A12.06 plan '3'-4"' -> 9/A12.06 (standards 2 per section, 3'-0") -> 10/A12.06 -> 8/A08.11 | DERIVADO | w5 | BLOCKING, ALC-16 | Rule: base cabinet/counter 1 run, upper or full-height 2 runs, standards vertical x height.
BLK-MW21 | Millwork schedule tag MW21: Break room open counter w/ supports 10'-0" | Break Room 118; north wall A1 #5 (y1317-1324) break-room (south) face | [14 empty] | Break Room 118; north wall A1 #5 (y1317-1324) break-room (south) face | A02.01 tag -> A00.30 millwork schedule -> 5/A12.06 plan '10'-0"' -> 6/A12.06 -> 7/A12.06 'METAL ANGLE ON BOTH SIDES' -> 6/A11.02 | DERIVADO | w5 | BLOCKING, ALC-16 | Rule: base cabinet/counter 1 run, upper or full-height 2 runs, standards vertical x height.
BLK-TA-3-M | Toilet accessory TA-3: Grab bar 42" | A08.01 1/A08.01 Men's Restroom 113; west exterior wall interior face (EXT-O-BAJO), elev D | [14 empty] | west exterior wall interior face (EXT-O-BAJO), elev D | A02.01 -> 1/A08.01 plan tag -> A/B/C/D A08.01 elevation -> legend | DERIVADO | w5 | BLOCKING, ALC-16, WET-ZONES | Elevations A-D are typical for both restrooms (mirrored).
BLK-TA-4-M | Toilet accessory TA-4: Grab bar 36" | A08.01 1/A08.01 Men's Restroom 113; chase wall C1 #39 men's face (behind WC), elev A | [14 empty] | chase wall C1 #39 men's face (behind WC), elev A | A02.01 -> 1/A08.01 plan tag -> A/B/C/D A08.01 elevation -> legend | DERIVADO | w5 | BLOCKING, ALC-16, WET-ZONES | Elevations A-D are typical for both restrooms (mirrored).
BLK-TA-5-M | Toilet accessory TA-5: Grab bar 18" vertical | A08.01 1/A08.01 Men's Restroom 113; west exterior wall interior face, elev D | [14 empty] | west exterior wall interior face, elev D | A02.01 -> 1/A08.01 plan tag -> A/B/C/D A08.01 elevation -> legend | DERIVADO | w5 | BLOCKING, ALC-16, WET-ZONES | Elevations A-D are typical for both restrooms (mirrored).
BLK-TA-7-M | Toilet accessory TA-7: ADA LED backlit mirror (A08.01 KN8: GC mounts to face of GWB) | A08.01 1/A08.01 Men's Restroom 113; chase wall C1 #39 men's face over lav, elev A | [14 empty] | chase wall C1 #39 men's face over lav, elev A | A02.01 -> 1/A08.01 plan tag -> A/B/C/D A08.01 elevation -> legend | DERIVADO | w5 | BLOCKING, ALC-16, WET-ZONES | Elevations A-D are typical for both restrooms (mirrored).
BLK-TA-8-M | Toilet accessory TA-8: Automated soap dispenser | A08.01 1/A08.01 Men's Restroom 113; east lav/alcove wall (B2) men's face, elev B | [14 empty] | east lav/alcove wall (B2) men's face, elev B | A02.01 -> 1/A08.01 plan tag -> A/B/C/D A08.01 elevation -> legend | DERIVADO | w5 | BLOCKING, ALC-16, WET-ZONES | Elevations A-D are typical for both restrooms (mirrored).
BLK-TA-10-M | Toilet accessory TA-10: Toilet paper dispenser | A08.01 1/A08.01 Men's Restroom 113; west exterior wall interior face, elev D | [14 empty] | west exterior wall interior face, elev D | A02.01 -> 1/A08.01 plan tag -> A/B/C/D A08.01 elevation -> legend | DERIVADO | w5 | BLOCKING, ALC-16, WET-ZONES | Elevations A-D are typical for both restrooms (mirrored).
BLK-TA-16-M | Toilet accessory TA-16: KB208 baby changing station (surface) | A08.01 1/A08.01 Men's Restroom 113; south wall B #20 men's face, elev C | [14 empty] | south wall B #20 men's face, elev C | A02.01 -> 1/A08.01 plan tag -> A/B/C/D A08.01 elevation -> legend | DERIVADO | w5 | BLOCKING, ALC-16, WET-ZONES | Elevations A-D are typical for both restrooms (mirrored).
BLK-TA-17-M | Toilet accessory TA-17: Seat cover dispenser | A08.01 1/A08.01 Men's Restroom 113; west exterior wall interior face, elev D | [14 empty] | west exterior wall interior face, elev D | A02.01 -> 1/A08.01 plan tag -> A/B/C/D A08.01 elevation -> legend | DERIVADO | w5 | BLOCKING, ALC-16, WET-ZONES | Elevations A-D are typical for both restrooms (mirrored).
BLK-PF-02-M | Toilet accessory PF-02: Wall-hung lavatory (P00.01 schedule support 'WALL', no carrier listed) - A08.01 note E 'FRT BLOCKING ... FOR ALL TOILET ROOM ACCESSORIES AND FIXTURES' | A08.01 1/A08.01 Men's Restroom 113; chase wall C1 #39 men's face, elev A | [14 empty] | chase wall C1 #39 men's face, elev A | A02.01 -> 1/A08.01 plan tag -> A/B/C/D A08.01 elevation -> legend | DERIVADO | w5 | BLOCKING, ALC-16, WET-ZONES | Elevations A-D are typical for both restrooms (mirrored).
REC-TA-13-M | Toilet accessory TA-13: Hand dryer with ADA recess kit (recessed) - recess framing | A08.01 Men's Restroom 113; chase wall C1 #39 men's face, elev A | [14 empty] | chase wall C1 #39 men's face, elev A | 1/A08.01 -> A/A08.01 | DERIVADO | w5 | BLOCKING, ALC-17, WET-ZONES | Recessed unit: header+sill+jambs in studs; size per manufacturer - verify.
REC-TA-14-M | Toilet accessory TA-14: Recessed waste receptacle - recess framing | A08.01 Men's Restroom 113; east alcove return wall (B2) face, elev A | [14 empty] | east alcove return wall (B2) face, elev A | 1/A08.01 -> A/A08.01 | DERIVADO | w5 | BLOCKING, ALC-17, WET-ZONES | Recessed unit: header+sill+jambs in studs; size per manufacturer - verify.
BLK-TA-3-W | Toilet accessory TA-3: Grab bar 42" | A08.01 1/A08.01 Women's Restroom 114; west exterior wall interior face (EXT-O-BAJO), elev D | [14 empty] | west exterior wall interior face (EXT-O-BAJO), elev D | A02.01 -> 1/A08.01 plan tag -> A/B/C/D A08.01 elevation -> legend | DERIVADO | w5 | BLOCKING, ALC-16, WET-ZONES | Elevations A-D are typical for both restrooms (mirrored).
BLK-TA-4-W | Toilet accessory TA-4: Grab bar 36" | A08.01 1/A08.01 Women's Restroom 114; chase wall C1 #37 women's face (behind WC), elev A | [14 empty] | chase wall C1 #37 women's face (behind WC), elev A | A02.01 -> 1/A08.01 plan tag -> A/B/C/D A08.01 elevation -> legend | DERIVADO | w5 | BLOCKING, ALC-16, WET-ZONES | Elevations A-D are typical for both restrooms (mirrored).
BLK-TA-5-W | Toilet accessory TA-5: Grab bar 18" vertical | A08.01 1/A08.01 Women's Restroom 114; west exterior wall interior face, elev D | [14 empty] | west exterior wall interior face, elev D | A02.01 -> 1/A08.01 plan tag -> A/B/C/D A08.01 elevation -> legend | DERIVADO | w5 | BLOCKING, ALC-16, WET-ZONES | Elevations A-D are typical for both restrooms (mirrored).
BLK-TA-7-W | Toilet accessory TA-7: ADA LED backlit mirror (A08.01 KN8: GC mounts to face of GWB) | A08.01 1/A08.01 Women's Restroom 114; chase wall C1 #37 women's face over lav, elev A | [14 empty] | chase wall C1 #37 women's face over lav, elev A | A02.01 -> 1/A08.01 plan tag -> A/B/C/D A08.01 elevation -> legend | DERIVADO | w5 | BLOCKING, ALC-16, WET-ZONES | Elevations A-D are typical for both restrooms (mirrored).
BLK-TA-8-W | Toilet accessory TA-8: Automated soap dispenser | A08.01 1/A08.01 Women's Restroom 114; east lav/alcove wall (B2) men's face, elev B | [14 empty] | east lav/alcove wall (B2) men's face, elev B | A02.01 -> 1/A08.01 plan tag -> A/B/C/D A08.01 elevation -> legend | DERIVADO | w5 | BLOCKING, ALC-16, WET-ZONES | Elevations A-D are typical for both restrooms (mirrored).
BLK-TA-10-W | Toilet accessory TA-10: Toilet paper dispenser | A08.01 1/A08.01 Women's Restroom 114; west exterior wall interior face, elev D | [14 empty] | west exterior wall interior face, elev D | A02.01 -> 1/A08.01 plan tag -> A/B/C/D A08.01 elevation -> legend | DERIVADO | w5 | BLOCKING, ALC-16, WET-ZONES | Elevations A-D are typical for both restrooms (mirrored).
BLK-TA-16-W | Toilet accessory TA-16: KB208 baby changing station (surface) | A08.01 1/A08.01 Women's Restroom 114; north wall G #52 women's face, elev C | [14 empty] | north wall G #52 women's face, elev C | A02.01 -> 1/A08.01 plan tag -> A/B/C/D A08.01 elevation -> legend | DERIVADO | w5 | BLOCKING, ALC-16, WET-ZONES | Elevations A-D are typical for both restrooms (mirrored).
BLK-TA-9-W | Toilet accessory TA-9: Sanitary napkin disposal (women only) | A08.01 1/A08.01 Women's Restroom 114; west exterior wall interior face, elev D | [14 empty] | west exterior wall interior face, elev D | A02.01 -> 1/A08.01 plan tag -> A/B/C/D A08.01 elevation -> legend | DERIVADO | w5 | BLOCKING, ALC-16, WET-ZONES | Elevations A-D are typical for both restrooms (mirrored).
BLK-TA-17-W | Toilet accessory TA-17: Seat cover dispenser | A08.01 1/A08.01 Women's Restroom 114; west exterior wall interior face, elev D | [14 empty] | west exterior wall interior face, elev D | A02.01 -> 1/A08.01 plan tag -> A/B/C/D A08.01 elevation -> legend | DERIVADO | w5 | BLOCKING, ALC-16, WET-ZONES | Elevations A-D are typical for both restrooms (mirrored).
BLK-PF-02-W | Toilet accessory PF-02: Wall-hung lavatory (P00.01 schedule support 'WALL', no carrier listed) - A08.01 note E 'FRT BLOCKING ... FOR ALL TOILET ROOM ACCESSORIES AND FIXTURES' | A08.01 1/A08.01 Women's Restroom 114; chase wall C1 #37 women's face, elev A | [14 empty] | chase wall C1 #37 women's face, elev A | A02.01 -> 1/A08.01 plan tag -> A/B/C/D A08.01 elevation -> legend | DERIVADO | w5 | BLOCKING, ALC-16, WET-ZONES | Elevations A-D are typical for both restrooms (mirrored).
REC-TA-13-W | Toilet accessory TA-13: Hand dryer with ADA recess kit (recessed) - recess framing | A08.01 Women's Restroom 114; chase wall C1 #37 women's face, elev A | [14 empty] | chase wall C1 #37 women's face, elev A | 1/A08.01 -> A/A08.01 | DERIVADO | w5 | BLOCKING, ALC-17, WET-ZONES | Recessed unit: header+sill+jambs in studs; size per manufacturer - verify.
REC-TA-14-W | Toilet accessory TA-14: Recessed waste receptacle - recess framing | A08.01 Women's Restroom 114; east alcove return wall (B2) face, elev A | [14 empty] | east alcove return wall (B2) face, elev A | 1/A08.01 -> A/A08.01 | DERIVADO | w5 | BLOCKING, ALC-17, WET-ZONES | Recessed unit: header+sill+jambs in studs; size per manufacturer - verify.
EXCL-TA-6 | Toilet accessory TA-6 - EXCLUDED | A08.01 restrooms 113/114 | [15 empty] | A08.01 legend |  | w5 | BLOCKING, ALC-16 | EXCLUSION: utility/coat hook is mounted ON THE DOOR leaf (elev B '4'-0" TO T.O. COAT HOOK' drawn on door) - no wall blocking
EXCL-TA-12 | Toilet accessory TA-12 - EXCLUDED | A08.01 restrooms 113/114 | [15 empty] | A08.01 legend |  | w5 | BLOCKING, ALC-16 | EXCLUSION: underlavatory guard mounts on piping (P00.01 PF-02 'TRUEBRO LAV GUARD') - no blocking
REC-TA-2-BR | TA-2 recessed paper towel dispenser - recess framing | Break Room 118; B2 #28 break-room face above MW08 (8/A11.02) | [14 empty] | B2 #28 break-room face above MW08 (8/A11.02) | A08.01 legend -> A11.02 8 / 15 | DERIVADO | w5 | BLOCKING, ALC-17
REC-TA-2-WL | TA-2 recessed paper towel dispenser - recess framing | Wellness 115; B #21 (y1579-1586) wellness (south) face (15/A11.02, marker 15 = north wall) | [14 empty] | B #21 (y1579-1586) wellness (south) face (15/A11.02, marker 15 = north wall) | A08.01 legend -> A11.02 8 / 15 | DERIVADO | w5 | BLOCKING, ALC-17
BLK-TA-19 | TA-19 wellness mirror | Wellness 115; exterior south wall (EXT-S) interior face (14/A11.02) | [15 empty] | A08.01 legend -> 14/A11.02 | DERIVADO | w5 | BLOCKING, ALC-16
BLK-EQ-07 | A00.40 equip 7 combo board 48"W x 36"H (owner, contractor to install) | Calling Cubes 122; south wall A1 #5 (y1317-1324) calling-cube (north) face - 2/A11.02 (marker 2 = south wall) | [14 empty] | Calling Cubes 122; south wall A1 #5 (y1317-1324) calling-cube (north) face - 2/A11.02 (marker 2 = south wall) | A02.01 note C -> A00.40 equipment schedule / A06.01 -> A11.0x elevation | DERIVADO | w5 | BLOCKING, ALC-16
BLK-EQ-58-CC | A00.40 equip 58 security monitor 15" + 113 mounting arm | Calling Cubes 122; west wall A5 #15 east face (4/A11.02) | [14 empty] | Calling Cubes 122; west wall A5 #15 east face (4/A11.02) | A02.01 note C -> A00.40 equipment schedule / A06.01 -> A11.0x elevation | DERIVADO | w5 | BLOCKING, ALC-16
BLK-EQ-58-WR | A00.40 equip 58 security monitor 17/19" (work room) + arm | Work Room 119; exterior south wall (EXT-S) interior face above MW13 (9/A11.02) | [14 empty] | Work Room 119; exterior south wall (EXT-S) interior face above MW13 (9/A11.02) | A02.01 note C -> A00.40 equipment schedule / A06.01 -> A11.0x elevation | DERIVADO | w5 | BLOCKING, ALC-16
BLK-EQ-69-N | A00.40 equip 69 cork board 36"x48" (drawn landscape 4'-0" wide) | Break Room 118; north wall A1 #5 break-room face, 2'-6" from west end (6/A11.02) | [14 empty] | Break Room 118; north wall A1 #5 break-room face, 2'-6" from west end (6/A11.02) | A02.01 note C -> A00.40 equipment schedule / A06.01 -> A11.0x elevation | DERIVADO | w5 | BLOCKING, ALC-16
BLK-EQ-69-S | A00.40 equip 69 cork board | Break Room 118; exterior south wall (EXT-S) interior face (5/A11.02) | [14 empty] | Break Room 118; exterior south wall (EXT-S) interior face (5/A11.02) | A02.01 note C -> A00.40 equipment schedule / A06.01 -> A11.0x elevation | DERIVADO | w5 | BLOCKING, ALC-16
BLK-EQ-CW16 | A06.01 furniture CW-16 Hollman break room lockers FLC1 'PROVIDED & INSTALLED BY GC' + A02.01 key note 5 'PROVIDE BLOCKING IN WALL AS REQUIRED FOR LOCKERS' | Break Room 118; exterior south wall (EXT-S) interior face (5/A11.02, A02.01 KN5) | [14 empty] | Break Room 118; exterior south wall (EXT-S) interior face (5/A11.02, A02.01 KN5) | A02.01 note C -> A00.40 equipment schedule / A06.01 -> A11.0x elevation | DERIVADO | w5 | BLOCKING, ALC-16
BLK-EQ-03-BR | equipment hex tag 3 (hook rails 1'-6" x2) - tag not in A00.40 schedule | Break Room 118; EXT-S interior face (5/A11.02) | [14 empty] | Break Room 118; EXT-S interior face (5/A11.02) | A02.01 note C -> A00.40 equipment schedule / A06.01 -> A11.0x elevation | DERIVADO | w5 | BLOCKING, ALC-16
BLK-EQ-FE-BR | fire extinguisher on bracket 'FE' | Break Room 118; EXT-S interior face (5/A11.02) | [14 empty] | Break Room 118; EXT-S interior face (5/A11.02) | A02.01 note C -> A00.40 equipment schedule / A06.01 -> A11.0x elevation | DERIVADO | w5 | BLOCKING, ALC-16
BLK-EQ-24-BR | A00.40 equip 24 wall-mount phone | Break Room 118; west wall A1 #8 break-room face near door 118B (7/A11.02) | [14 empty] | Break Room 118; west wall A1 #8 break-room face near door 118B (7/A11.02) | A02.01 note C -> A00.40 equipment schedule / A06.01 -> A11.0x elevation | DERIVADO | w5 | BLOCKING, ALC-16
BLK-EQ-24-WR | A00.40 equip 24 wall-mount phone | Work Room 119; north wall A1 #9 work-room face (10/A11.02) | [14 empty] | Work Room 119; north wall A1 #9 work-room face (10/A11.02) | A02.01 note C -> A00.40 equipment schedule / A06.01 -> A11.0x elevation | DERIVADO | w5 | BLOCKING, ALC-16
BLK-EQ-24-WL | A00.40 equip 24 wall-mount phone | Wellness 115; EXT-S interior face (14/A11.02) | [14 empty] | Wellness 115; EXT-S interior face (14/A11.02) | A02.01 note C -> A00.40 equipment schedule / A06.01 -> A11.0x elevation | DERIVADO | w5 | BLOCKING, ALC-16
BLK-EQ-64-WL | A00.40 equip 64 hand sanitizer | Wellness 115; B #21 wellness face (15/A11.02) | [14 empty] | Wellness 115; B #21 wellness face (15/A11.02) | A02.01 note C -> A00.40 equipment schedule / A06.01 -> A11.0x elevation | DERIVADO | w5 | BLOCKING, ALC-16
BLK-EQ-64-WR | A00.40 equip 64 hand sanitizer | Work Room 119; exterior east wall (EXT-E) interior face (12/A11.02) | [14 empty] | Work Room 119; exterior east wall (EXT-E) interior face (12/A11.02) | A02.01 note C -> A00.40 equipment schedule / A06.01 -> A11.0x elevation | DERIVADO | w5 | BLOCKING, ALC-16
BLK-EQ-64-CW | A00.40 equip 64 hand sanitizer (exception window) | Cash Window 116; EXT-E interior face (9/A11.03) | [14 empty] | Cash Window 116; EXT-E interior face (9/A11.03) | A02.01 note C -> A00.40 equipment schedule / A06.01 -> A11.0x elevation | DERIVADO | w5 | BLOCKING, ALC-16
BLK-EQ-03-WL | equipment hex tag 3 (2 single hooks) | Wellness 115; B #21 wellness face (15/A11.02) | [14 empty] | Wellness 115; B #21 wellness face (15/A11.02) | A02.01 note C -> A00.40 equipment schedule / A06.01 -> A11.0x elevation | DERIVADO | w5 | BLOCKING, ALC-16
BLK-LADDER | Roof access ladder to roof hatch (A02.01 KN3/KN4, A04.01 KN9 'PROVIDE BLOCKING AS REQUIRED') | Janitor Closet 112; south wall B #21 (y1579-1586) janitor (north) face | [14 empty] | Janitor Closet 112; south wall B #21 (y1579-1586) janitor (north) face | A02.01 note C -> A00.40 equipment schedule / A06.01 -> A11.0x elevation | DERIVADO | w5 | BLOCKING, ALC-16
BLK-WH-1-PLATFORM | P00.01 WH-1 on platform above mop sink; 3/P00.01 '2X BLOCKING BETWEEN STUDS (TYP)', 'ATTACH STRAP W/ 3/4" LAG SCREWS INTO BLOCKING STUDS' | Janitor Closet 112; west wall (EXT-O-BAJO interior face) over mop sink | [14 empty] | Janitor Closet 112; west wall (EXT-O-BAJO interior face) over mop sink | A02.01 note C -> A00.40 equipment schedule / A06.01 -> A11.0x elevation | DERIVADO | w5 | BLOCKING, ALC-16
PLY-85MONITOR | 85" media monitor (A02.01 KN7, A00.40 equip 93 Legrand LSTU) - 3/4" FRT plywood blocking inline with studs | Waiting 104 / Central Zone: north face of calling-cube block, C1 #36 bump (media wall 1/A11.01, WC-22) | [14 empty] | C1 #36 waiting-side face | A02.01 KN7 -> 1/A11.01 -> 13/A12.02 -> 9/A12.02 | DERIVADO | w5 | BLOCKING, ALC-16
PLY-KN6-ELEC | A02.01 KN6 fire-rated 3/4" plywood backboard, 6" AFF, 8'-0" high - Electrical 120 (3 walls) | Electrical 120: north B #18 (9'-7"), south B #22 (9'-7"), west A1 #8 (5'-10") electrical faces | [14 empty] | electrical faces | A02.01 KN6 -> A11.03 2/3/4 -> E02.02 note 29 | DERIVADO | w5 | BLOCKING, ALC-16, ALC-22 | Not part of any partition type; leader decides if Div 06 / by others.
PLY-KN6-NER | A02.01 KN6 fire-rated 3/4" plywood backboard - NER 121 | NER 121: west wall A1 #8 NER face 7'-6" | [14 empty] | NER west face | A02.01 KN6 -> 5/A11.03 -> E02.02 note 29 | DERIVADO | w5 | BLOCKING, ALC-16, ALC-22
PLY-CSR-SOFFIT | CSR line soffit - 5/8" fire treated plywood blocking (9/A12.08) | Central Zone 103 / Cash Window 116 CSR line opening 12'-0 1/4" R.O. (1/A12.08) | [15 empty] | A02.01 -> 1/A12.08 -> 9/A12.08 | DERIVADO | w5 | BLOCKING, ALC-16 | FRONTERA w4 (soffit framing/board). Count only once.
BLK-PF-06-EWC | PF-06 Elkay EZSTL8WSLK bi-level wall-hung EWC (P00.01 support 'WALL', no carrier listed) | Corridor 111 alcove east of restroom chase (A02.01, 30"x54" clear) | [15 empty] | A02.01 -> P00.01 schedule -> P01.01 | PENDIENTE | w5 | BLOCKING, ALC-16
REC-FEC-1 | FEC-1 fire extinguisher cabinet (A02.01 legend) - recess framing | Corridor 111 / A5 #15 west face | [15 empty] | A02.01 | PENDIENTE | w5 | BLOCKING, ALC-17
REC-FEC-2 | FEC-2 fire extinguisher cabinet (A02.01 legend) - recess framing | Break Room 118 strip, north face of B #18 | [15 empty] | A02.01 | PENDIENTE | w5 | BLOCKING, ALC-17
EXCL-72 | A00.40 equip 39/41a/43/56/57 (Diebold/Hamilton pedestals, safe, ATMs) - EXCLUDED | see scope | [15 empty] | A00.40 / A06.01 / P00.01 |  | w5 | BLOCKING, ALC-16 | EXCLUSION: floor-standing / ATM by vendor (ATM in partition F w2, plinth 3/A08.11 GC wood framing - not Div 05/09)
EXCL-73 | A00.40 equip 59/63/102 cameras & 360 motion - EXCLUDED | see scope | [15 empty] | A00.40 / A06.01 / P00.01 |  | w5 | BLOCKING, ALC-16 | EXCLUSION: ceiling mounted (RCP) - no wall blocking
EXCL-74 | A00.40 equip 61/62/86/94/99/100/101/103/105/106 (holdup, robbery light, contacts, keypad, motion, card readers, fob, transaction camera, teller monitor) - EXCLUDED | see scope | [15 empty] | A00.40 / A06.01 / P00.01 |  | w5 | BLOCKING, ALC-16 | EXCLUSION: light devices on boxes or in millwork - no blocking required by any note
EXCL-75 | A00.40 equip 9 wall clock - EXCLUDED | see scope | [15 empty] | A00.40 / A06.01 / P00.01 |  | w5 | BLOCKING, ALC-16 | EXCLUSION: 10" battery clock - light, no blocking
EXCL-76 | A00.40 equip 10/10A/11/12/14/22/23/25/26/26A/30/32/71/112/115 - EXCLUDED | see scope | [15 empty] | A00.40 / A06.01 / P00.01 |  | w5 | BLOCKING, ALC-16 | EXCLUSION: desk/counter technology items - not wall mounted
EXCL-77 | A00.40 equip 29/51/55/66/96 - EXCLUDED | see scope | [15 empty] | A00.40 / A06.01 / P00.01 |  | w5 | BLOCKING, ALC-16 | EXCLUSION: floor carts / bins / tablet storage - floor standing
EXCL-78 | A00.40 equip 88 flag pole - EXCLUDED | see scope | [15 empty] | A00.40 / A06.01 / P00.01 |  | w5 | BLOCKING, ALC-16 | EXCLUSION: site (A00.60)
EXCL-79 | A00.40 equip 93 85" monitor mount - EXCLUDED | see scope | [15 empty] | A00.40 / A06.01 / P00.01 |  | w5 | BLOCKING, ALC-16 | EXCLUSION: covered by PLY-85MONITOR
EXCL-80 | A00.40 equip 111 wall mount monitor arm / 113 security monitor arm - EXCLUDED | see scope | [15 empty] | A00.40 / A06.01 / P00.01 |  | w5 | BLOCKING, ALC-16 | EXCLUSION: 113 covered by EQ-58 items; 111 not located on any plan/elevation (see revisar)
EXCL-81 | A06.01 MA-2 monitor arm (dual) - EXCLUDED | see scope | [15 empty] | A00.40 / A06.01 / P00.01 |  | w5 | BLOCKING, ALC-16 | EXCLUSION: desk mounted
EXCL-82 | A06.01 WHS-FC wellness hand sanitizer - EXCLUDED | see scope | [15 empty] | A00.40 / A06.01 / P00.01 |  | w5 | BLOCKING, ALC-16 | EXCLUSION: floor stand per A06.01 symbol at vestibule (not verified) - see revisar
EXCL-83 | A11.01/A11.03/A11.04 ARTWORK 4'-0"x4'-0" in offices 105-110 - EXCLUDED | see scope | [15 empty] | A00.40 / A06.01 / P00.01 |  | w5 | BLOCKING, ALC-16 | EXCLUSION: artwork by owner; not equipment/accessory - RFI-w5-13
EXCL-84 | P00.01 PF-01 water closet - EXCLUDED | see scope | [15 empty] | A00.40 / A06.01 / P00.01 |  | w5 | BLOCKING, ALC-16 | EXCLUSION: ZURN Z1202-ND4 carrier (plumbing scope)
EXCL-85 | P00.01 FPWH wall hydrant / IMB-1 ice maker box - EXCLUDED | see scope | [15 empty] | A00.40 / A06.01 / P00.01 |  | w5 | BLOCKING, ALC-16 | EXCLUSION: recessed boxes - no blocking
EXCL-86 | Office bulkhead plywood 8/9/10 A12.01 and partition F FRT plywood 12/A12.01 - EXCLUDED | see scope | [15 empty] | A00.40 / A06.01 / P00.01 |  | w5 | BLOCKING, ALC-16 | EXCLUSION: w2 scope (excluded per assignment)
WZ-FRP-M | FRP WC-3 wainscot 5'-0" high above 6" tile cove base (top of FRP 5'-6" AFF) | A08.01 Men's Restroom 113 | [7 empty] | 147.32 | [6 empty] | chase C1 #39 9.93 LF=49.6 SF ¦ west exterior wall interior face 6.56 LF=32.8 SF ¦ south B #20 (11.625-3.0 door 112)=8.625 LF=43.1 SF ¦ east door wall B2 (5.06-3.0 door 113)=2.06 LF=10.3 SF ¦ alcove returns B2 (1.51+1.64)=3.15 LF=15.75 SF | A02.01 -> 1/A08.01 -> 2/A08.01 finish plan -> A-D/A08.01 -> 3/A08.01 -> 7/A08.01 -> A00.40 WC-3 | DERIVADO | w5 | WET-ZONES, ALC-20 | FRP band height: the 5'-0" dimension IS the FRP band (printed from top of base to top of FRP), so band = 5'-0" [CONFIRMADO]; top AFF = 0.5 + 5.0 = 5.5 ft [DERIVADO].
WZ-MR-M | Moisture resistant board RECLASSIFICATION (not new board) behind toilet and lavatory | A08.01 Men's Restroom 113 - chase wall face C1 #39 men's side (WC on carrier + lav both on this face, elev A) | [14 empty] | C1 chase face | 1/A08.01 -> A/A08.01 -> A04.01 | DERIVADO | w5 | WET-ZONES, ALC-08 | Do NOT add as new board: deduct same SF from the regular board of the C1 face (w1/w2). Alternate (all restroom faces) in RFI-w5-02.
WZ-CB-M | Tile cove base CT-12C substrate - cement board band (trade criterion) [RFI-w5-01] | A08.01 Men's Restroom 113 | [9 empty] | 15.16 |  |  |  |  | all restroom faces, 0-6" | 3/A08.01 | DERIVADO | w5 | WET-ZONES, ALC-20 | No wall tile anywhere in the project except the 6" cove base (A05.01, A08.01, A00.40 CT-12C). Floor tile CT-16 not our scope.
WZ-FRP-W | FRP WC-3 wainscot 5'-0" high above 6" tile cove base (top of FRP 5'-6" AFF) | A08.01 Women's Restroom 114 | [7 empty] | 162.17 | [6 empty] | chase C1 #37 9.93 LF=49.6 SF ¦ west exterior wall interior face 6.56 LF=32.8 SF ¦ north G #52 11.625 LF=58.1 SF ¦ east door wall (5.02-3.0 door 114)=2.02 LF=10.1 SF ¦ alcove returns (1.54+1.64)=3.18 LF=15.9 SF | A02.01 -> 1/A08.01 -> 2/A08.01 finish plan -> A-D/A08.01 -> 3/A08.01 -> 7/A08.01 -> A00.40 WC-3 | DERIVADO | w5 | WET-ZONES, ALC-20 | FRP band height: the 5'-0" dimension IS the FRP band (printed from top of base to top of FRP), so band = 5'-0" [CONFIRMADO]; top AFF = 0.5 + 5.0 = 5.5 ft [DERIVADO].
WZ-MR-W | Moisture resistant board RECLASSIFICATION (not new board) behind toilet and lavatory | A08.01 Women's Restroom 114 - chase wall face C1 #37 women's side (WC on carrier + lav both on this face, elev A) | [14 empty] | C1 chase face | 1/A08.01 -> A/A08.01 -> A04.01 | DERIVADO | w5 | WET-ZONES, ALC-08 | Do NOT add as new board: deduct same SF from the regular board of the C1 face (w1/w2). Alternate (all restroom faces) in RFI-w5-02.
WZ-CB-W | Tile cove base CT-12C substrate - cement board band (trade criterion) [RFI-w5-01] | A08.01 Women's Restroom 114 | [9 empty] | 16.65 |  |  |  |  | all restroom faces, 0-6" | 3/A08.01 | DERIVADO | w5 | WET-ZONES, ALC-20 | No wall tile anywhere in the project except the 6" cove base (A05.01, A08.01, A00.40 CT-12C). Floor tile CT-16 not our scope.
WZ-FRP-JAN | FRP WC-2 (glass fiber reinforced) at mop sink - floor to 4'-0" AFF, both sides of mop sink | Janitor Closet 112 NW corner: west exterior wall interior face 2'-0" + north wall B #20 janitor face 2'-0" | [7 empty] | 16 | [6 empty] | janitor west + north | A02.01 -> 1/A08.01 -> 4,5/A08.01 -> A05.01 KN6 -> 6/A12.04 -> A00.40 | DERIVADO | w5 | WET-ZONES, ALC-20 | No MR/cement board called at janitor; alternate MR behind mop sink 2 faces x 2'-0" x 8'-6" = 34 SF (reclass) - leader option.
WZ-CENSUS | Wet-zone census (A08.01 x A05.01 x A00.40) | all rooms | [15 empty] | A08.01 + A05.01 + A00.40 + P00.01 |  | w5 | WET-ZONES | 113 Men's / 114 Women's: WC-3 FRP 5'-0" + CT-12C base + MR behind WC/lav (C1 chase faces) + FD floor drain; 112 Janitor: PF-07 mop sink + WC-2 FRP 4'-0" (2 faces) + WH-1 platform, base B-12/VCT-2 (dry finish); 118 Break Room: PF-04 counter sink in MW08 (PL-7 backsplash) + IMB-1 ice maker box - finish P-15/B-12, no special board; 111 Corridor: PF-06 EWC alcove - CT-14 floor, P-15, no special board; 115 Wellness: TA-2 only (no sink) - dry; 116/119/120/121: dry. No showers, no wall tile.
MEP-c01 | Duct 14x12 rect crossing wall whose studs reach structure (A12.01 types A1/A5/B/B2/G/C1/bulkhead: studs/track to underside of structure) | M01.01 over A02.01 (offset dx=-571.92, dy=21.84, tools/mep.py); A1 #1 (calling cubes north wall y967-975) @x1490 | [14 empty] | A1 #1 (calling cubes north wall y967-975) @x1490 | A02.01 wall band -> M01.01 (tools/cruzar_mep.py, verified by image) -> A12.01 type detail | DERIVADO | w5 | MEP-CROSS, ALC-17 | A1/A5/G: board stops 6" above ceiling, opening is in studs only (no board cut); B/B2/C1/bulkhead: board to deck, cut + seal.
MEP-c02 | Duct 10 dia crossing wall whose studs reach structure (A12.01 types A1/A5/B/B2/G/C1/bulkhead: studs/track to underside of structure) | M01.01 over A02.01 (offset dx=-571.92, dy=21.84, tools/mep.py); A1 #5 (y1317-1324) @x1333 | [14 empty] | A1 #5 (y1317-1324) @x1333 | A02.01 wall band -> M01.01 (tools/cruzar_mep.py, verified by image) -> A12.01 type detail | DERIVADO | w5 | MEP-CROSS, ALC-17 | A1/A5/G: board stops 6" above ceiling, opening is in studs only (no board cut); B/B2/C1/bulkhead: board to deck, cut + seal.
MEP-c03 | Duct 8 dia crossing wall whose studs reach structure (A12.01 types A1/A5/B/B2/G/C1/bulkhead: studs/track to underside of structure) | M01.01 over A02.01 (offset dx=-571.92, dy=21.84, tools/mep.py); A1 #9 (y1488-1495) @x1722 | [14 empty] | A1 #9 (y1488-1495) @x1722 | A02.01 wall band -> M01.01 (tools/cruzar_mep.py, verified by image) -> A12.01 type detail | DERIVADO | w5 | MEP-CROSS, ALC-17 | A1/A5/G: board stops 6" above ceiling, opening is in studs only (no board cut); B/B2/C1/bulkhead: board to deck, cut + seal.
MEP-c04 | Duct 8 dia crossing wall whose studs reach structure (A12.01 types A1/A5/B/B2/G/C1/bulkhead: studs/track to underside of structure) | M01.01 over A02.01 (offset dx=-571.92, dy=21.84, tools/mep.py); A1 #9 @x1802 | [14 empty] | A1 #9 @x1802 | A02.01 wall band -> M01.01 (tools/cruzar_mep.py, verified by image) -> A12.01 type detail | DERIVADO | w5 | MEP-CROSS, ALC-17 | A1/A5/G: board stops 6" above ceiling, opening is in studs only (no board cut); B/B2/C1/bulkhead: board to deck, cut + seal.
MEP-c05 | Duct 14 dia crossing wall whose studs reach structure (A12.01 types A1/A5/B/B2/G/C1/bulkhead: studs/track to underside of structure) | M01.01 over A02.01 (offset dx=-571.92, dy=21.84, tools/mep.py); A5 #14 (x1519-1530) @y1189 | [14 empty] | A5 #14 (x1519-1530) @y1189 | A02.01 wall band -> M01.01 (tools/cruzar_mep.py, verified by image) -> A12.01 type detail | DERIVADO | w5 | MEP-CROSS, ALC-17 | A1/A5/G: board stops 6" above ceiling, opening is in studs only (no board cut); B/B2/C1/bulkhead: board to deck, cut + seal.
MEP-c06 | Duct 12x14 rect crossing wall whose studs reach structure (A12.01 types A1/A5/B/B2/G/C1/bulkhead: studs/track to underside of structure) | M01.01 over A02.01 (offset dx=-571.92, dy=21.84, tools/mep.py); A5 #17 (x1622-1633) @y1398 | [14 empty] | A5 #17 (x1622-1633) @y1398 | A02.01 wall band -> M01.01 (tools/cruzar_mep.py, verified by image) -> A12.01 type detail | DERIVADO | w5 | MEP-CROSS, ALC-17 | A1/A5/G: board stops 6" above ceiling, opening is in studs only (no board cut); B/B2/C1/bulkhead: board to deck, cut + seal.
MEP-c07 | Duct 8x8 rect crossing wall whose studs reach structure (A12.01 types A1/A5/B/B2/G/C1/bulkhead: studs/track to underside of structure) | M01.01 over A02.01 (offset dx=-571.92, dy=21.84, tools/mep.py); B #19 (x1065-1072) @y1530 | [14 empty] | B #19 (x1065-1072) @y1530 | A02.01 wall band -> M01.01 (tools/cruzar_mep.py, verified by image) -> A12.01 type detail | DERIVADO | w5 | MEP-CROSS, ALC-17 | A1/A5/G: board stops 6" above ceiling, opening is in studs only (no board cut); B/B2/C1/bulkhead: board to deck, cut + seal.
MEP-c08 | Duct 8x8 rect crossing wall whose studs reach structure (A12.01 types A1/A5/B/B2/G/C1/bulkhead: studs/track to underside of structure) | M01.01 over A02.01 (offset dx=-571.92, dy=21.84, tools/mep.py); B2 #27 (x1123-1134) @y1530 | [14 empty] | B2 #27 (x1123-1134) @y1530 | A02.01 wall band -> M01.01 (tools/cruzar_mep.py, verified by image) -> A12.01 type detail | DERIVADO | w5 | MEP-CROSS, ALC-17 | A1/A5/G: board stops 6" above ceiling, opening is in studs only (no board cut); B/B2/C1/bulkhead: board to deck, cut + seal.
MEP-c09a | Duct ~8 (label illegible, vector 0.64 ft) crossing wall whose studs reach structure (A12.01 types A1/A5/B/B2/G/C1/bulkhead: studs/track to underside of structure) | M01.01 over A02.01 (offset dx=-571.92, dy=21.84, tools/mep.py); B2 #27 @y1600 | [14 empty] | B2 #27 @y1600 | A02.01 wall band -> M01.01 (tools/cruzar_mep.py, verified by image) -> A12.01 type detail | DERIVADO | w5 | MEP-CROSS, ALC-17 | A1/A5/G: board stops 6" above ceiling, opening is in studs only (no board cut); B/B2/C1/bulkhead: board to deck, cut + seal.
MEP-c09b | Duct 8 dia crossing wall whose studs reach structure (A12.01 types A1/A5/B/B2/G/C1/bulkhead: studs/track to underside of structure) | M01.01 over A02.01 (offset dx=-571.92, dy=21.84, tools/mep.py); B2 #27 @y1620 | [14 empty] | B2 #27 @y1620 | A02.01 wall band -> M01.01 (tools/cruzar_mep.py, verified by image) -> A12.01 type detail | DERIVADO | w5 | MEP-CROSS, ALC-17 | A1/A5/G: board stops 6" above ceiling, opening is in studs only (no board cut); B/B2/C1/bulkhead: board to deck, cut + seal.
MEP-c10a | Duct ~8 (vector 0.67 ft, no label) crossing wall whose studs reach structure (A12.01 types A1/A5/B/B2/G/C1/bulkhead: studs/track to underside of structure) | M01.01 over A02.01 (offset dx=-571.92, dy=21.84, tools/mep.py); C1 #37 (y1356-1363) @x918 | [14 empty] | C1 #37 (y1356-1363) @x918 | A02.01 wall band -> M01.01 (tools/cruzar_mep.py, verified by image) -> A12.01 type detail | DERIVADO | w5 | MEP-CROSS, ALC-17 | A1/A5/G: board stops 6" above ceiling, opening is in studs only (no board cut); B/B2/C1/bulkhead: board to deck, cut + seal.
MEP-c10b | Duct ~8 (same duct) crossing wall whose studs reach structure (A12.01 types A1/A5/B/B2/G/C1/bulkhead: studs/track to underside of structure) | M01.01 over A02.01 (offset dx=-571.92, dy=21.84, tools/mep.py); C1 #39 (y1382-1388) @x918 | [14 empty] | C1 #39 (y1382-1388) @x918 | A02.01 wall band -> M01.01 (tools/cruzar_mep.py, verified by image) -> A12.01 type detail | DERIVADO | w5 | MEP-CROSS, ALC-17 | A1/A5/G: board stops 6" above ceiling, opening is in studs only (no board cut); B/B2/C1/bulkhead: board to deck, cut + seal.
MEP-c11 | Duct 8x10 rect crossing wall whose studs reach structure (A12.01 types A1/A5/B/B2/G/C1/bulkhead: studs/track to underside of structure) | M01.01 over A02.01 (offset dx=-571.92, dy=21.84, tools/mep.py); G #46 (y913-922) @x1755 | [14 empty] | G #46 (y913-922) @x1755 | A02.01 wall band -> M01.01 (tools/cruzar_mep.py, verified by image) -> A12.01 type detail | DERIVADO | w5 | MEP-CROSS, ALC-17 | A1/A5/G: board stops 6" above ceiling, opening is in studs only (no board cut); B/B2/C1/bulkhead: board to deck, cut + seal.
MEP-c12 | Duct 10 dia crossing wall whose studs reach structure (A12.01 types A1/A5/B/B2/G/C1/bulkhead: studs/track to underside of structure) | M01.01 over A02.01 (offset dx=-571.92, dy=21.84, tools/mep.py); G #46 @x1821 | [14 empty] | G #46 @x1821 | A02.01 wall band -> M01.01 (tools/cruzar_mep.py, verified by image) -> A12.01 type detail | DERIVADO | w5 | MEP-CROSS, ALC-17 | A1/A5/G: board stops 6" above ceiling, opening is in studs only (no board cut); B/B2/C1/bulkhead: board to deck, cut + seal.
MEP-c13 | Duct 10 dia crossing wall whose studs reach structure (A12.01 types A1/A5/B/B2/G/C1/bulkhead: studs/track to underside of structure) | M01.01 over A02.01 (offset dx=-571.92, dy=21.84, tools/mep.py); G #47 (y1106-1116) @x1821 | [14 empty] | G #47 (y1106-1116) @x1821 | A02.01 wall band -> M01.01 (tools/cruzar_mep.py, verified by image) -> A12.01 type detail | DERIVADO | w5 | MEP-CROSS, ALC-17 | A1/A5/G: board stops 6" above ceiling, opening is in studs only (no board cut); B/B2/C1/bulkhead: board to deck, cut + seal.
MEP-c14 | Duct 8x10 rect crossing wall whose studs reach structure (A12.01 types A1/A5/B/B2/G/C1/bulkhead: studs/track to underside of structure) | M01.01 over A02.01 (offset dx=-571.92, dy=21.84, tools/mep.py); G #48 (y831-840) @x929 | [14 empty] | G #48 (y831-840) @x929 | A02.01 wall band -> M01.01 (tools/cruzar_mep.py, verified by image) -> A12.01 type detail | DERIVADO | w5 | MEP-CROSS, ALC-17 | A1/A5/G: board stops 6" above ceiling, opening is in studs only (no board cut); B/B2/C1/bulkhead: board to deck, cut + seal.
MEP-c15 | Duct 8 dia crossing wall whose studs reach structure (A12.01 types A1/A5/B/B2/G/C1/bulkhead: studs/track to underside of structure) | M01.01 over A02.01 (offset dx=-571.92, dy=21.84, tools/mep.py); G #49 (y1029-1038) @x1014 | [14 empty] | G #49 (y1029-1038) @x1014 | A02.01 wall band -> M01.01 (tools/cruzar_mep.py, verified by image) -> A12.01 type detail | DERIVADO | w5 | MEP-CROSS, ALC-17 | A1/A5/G: board stops 6" above ceiling, opening is in studs only (no board cut); B/B2/C1/bulkhead: board to deck, cut + seal.
MEP-c16 | Duct 8x10 rect crossing wall whose studs reach structure (A12.01 types A1/A5/B/B2/G/C1/bulkhead: studs/track to underside of structure) | M01.01 over A02.01 (offset dx=-571.92, dy=21.84, tools/mep.py); G #52 (y1227-1236) @x987 | [14 empty] | G #52 (y1227-1236) @x987 | A02.01 wall band -> M01.01 (tools/cruzar_mep.py, verified by image) -> A12.01 type detail | DERIVADO | w5 | MEP-CROSS, ALC-17 | A1/A5/G: board stops 6" above ceiling, opening is in studs only (no board cut); B/B2/C1/bulkhead: board to deck, cut + seal.
MEP-c17 | Duct 12x10 rect crossing wall whose studs reach structure (A12.01 types A1/A5/B/B2/G/C1/bulkhead: studs/track to underside of structure) | M01.01 over A02.01 (offset dx=-571.92, dy=21.84, tools/mep.py); G #52 @x1096 | [14 empty] | G #52 @x1096 | A02.01 wall band -> M01.01 (tools/cruzar_mep.py, verified by image) -> A12.01 type detail | DERIVADO | w5 | MEP-CROSS, ALC-17 | A1/A5/G: board stops 6" above ceiling, opening is in studs only (no board cut); B/B2/C1/bulkhead: board to deck, cut + seal.
MEP-c18 | Duct 8x10 rect crossing wall whose studs reach structure (A12.01 types A1/A5/B/B2/G/C1/bulkhead: studs/track to underside of structure) | M01.01 over A02.01 (offset dx=-571.92, dy=21.84, tools/mep.py); G1 #50 (y522-535) @x1823 | [14 empty] | G1 #50 (y522-535) @x1823 | A02.01 wall band -> M01.01 (tools/cruzar_mep.py, verified by image) -> A12.01 type detail | DERIVADO | w5 | MEP-CROSS, ALC-17 | A1/A5/G: board stops 6" above ceiling, opening is in studs only (no board cut); B/B2/C1/bulkhead: board to deck, cut + seal.
MEP-c19 | Duct ~8 (vector 0.64 ft) crossing wall whose studs reach structure (A12.01 types A1/A5/B/B2/G/C1/bulkhead: studs/track to underside of structure) | M01.01 over A02.01 (offset dx=-571.92, dy=21.84, tools/mep.py); office front BULKHEAD #55 (x1121-1134) @y885 | [14 empty] | office front BULKHEAD #55 (x1121-1134) @y885 | A02.01 wall band -> M01.01 (tools/cruzar_mep.py, verified by image) -> A12.01 type detail | DERIVADO | w5 | MEP-CROSS, ALC-17 | A1/A5/G: board stops 6" above ceiling, opening is in studs only (no board cut); B/B2/C1/bulkhead: board to deck, cut + seal.
MEP-FD1 | Sidewall grille R-2 14x14 w/ FD - framed opening in wall (fire damper sleeve) | M01.01; Electrical 120 north wall B #18 | [14 empty] | Electrical 120 north wall B #18 | M01.01 -> M00.01 legend FD -> M00.03 | DERIVADO | w5 | MEP-CROSS, ALC-17, ALC-22 | FD in unrated wall: see ALC-22 / RFI-w5-03. Access to FD from ACT-5 ceiling (no wall access panel).
MEP-FD2 | Sidewall grille R-2 14x14 w/ FD - framed opening in wall (fire damper sleeve) | M01.01; Electrical/NER wall B #22 | [14 empty] | Electrical/NER wall B #22 | M01.01 -> M00.01 legend FD -> M00.03 | DERIVADO | w5 | MEP-CROSS, ALC-17, ALC-22 | FD in unrated wall: see ALC-22 / RFI-w5-03. Access to FD from ACT-5 ceiling (no wall access panel).
MEP-FD3 | Sidewall grille S-2 12x8 w/ FD - framed opening in wall (fire damper sleeve) | M01.01; Electrical east wall B #23 | [14 empty] | Electrical east wall B #23 | M01.01 -> M00.01 legend FD -> M00.03 | DERIVADO | w5 | MEP-CROSS, ALC-17, ALC-22 | FD in unrated wall: see ALC-22 / RFI-w5-03. Access to FD from ACT-5 ceiling (no wall access panel).
MEP-FD4 | Sidewall grille S-2 12x12 w/ FD - framed opening in wall (fire damper sleeve) | M01.01; NER east wall B #23 | [14 empty] | NER east wall B #23 | M01.01 -> M00.01 legend FD -> M00.03 | DERIVADO | w5 | MEP-CROSS, ALC-17, ALC-22 | FD in unrated wall: see ALC-22 / RFI-w5-03. Access to FD from ACT-5 ceiling (no wall access panel).
MEP-GWB-VEST | Linear slot diffusers (LSD) in GWB ceilings - Vestibule 100 (6 segments) + 24HR Vestibule 101 (6 segments) | A04.01 GB 10'-0" ceilings 100/101 (w4 ceilings) | [14 empty] | ceiling | M01.01 -> M00.01 -> M00.03 -> A04.01 | DERIVADO | w5 | MEP-CROSS, ALC-17 | A04.01 RCP does not show these diffusers - RFI-w5-06. FRONTERA w4.
MEP-GWB-RR | HVAC devices in restroom GWB ceilings (2 per restroom) | A04.01 GB 8'-6" restrooms 113/114 (w4 ceilings) | [14 empty] | ceiling | A04.01 -> M01.01 | DERIVADO | w5 | MEP-CROSS, ALC-17 | FRONTERA w4.
MEP-AP-KN4 | 2'x2' locking access panel in GWB ceiling, keyed to main entry | A04.01 Vestibule 100 GB 10'-0" ceiling | [14 empty] | ceiling | A04.01 KN4 | CONFIRMADO / DERIVADO | w5 | MEP-CROSS, ALC-17 | No other AP tags on M01.01/E02.0x/P01.0x (text search 'AP'/'ACCESS'): RFI-w5-04.
MEP-PLUMB | Plumbing chases / pipe penetrations | P01.01/P01.02 restrooms + janitor | [15 empty] | P01.01 -> P01.02 -> P00.01 |  | w5 | MEP-CROSS | Restroom piping is inside the C1 chase (4'-1" A08.01; P00.01 PF-01 'CONFIRM CHASE THICKNESS BEFORE ORDERING CARRIERS') - chase framing = wall scope (C1 #37/#39, w1/w2). Pipe crossings found (tools/cruzar_mep.py): P01.02 @ B #20, P01.01 @ G #43, G1 #50, EXT-N, EXT-E x3 - single pipes (n=1-2, <=0.2 ft) through stud knockouts: NO framed opening required. Light fixtures excluded (not ours).
FO-LIGHT-R11C | Framed opening for recessed fixture R-11C/R-11CE 12' linear gyp recessed slot (trim flange, mud-in) - fixture by Div 26 EXCLUDED | A04.01 WAITING 104 GWB ceiling (GB 11'-0"), 4 fixtures tagged R-11 (12') | [14 empty] | ceiling only | A04.01 RCP (tags R-11 (12') x4 in WAITING 104) -> E00.01 LIGHT FIXTURE SCHEDULE R-11C: '12' LINEAR GYP RECESSED SLOT LED FIXTURE ... TF' -> E02.01 lighting plan | DERIVADO / PENDIENTE | leader | MEP-CROSS, ALC-17 | Leader item: gap found at integration (w4 handed fixture list to w5, w5 counted diffusers only). R-14A/B and R-15 are 3.5" square downlights (E00.01): board cut-out only, no framed opening. CSR soffit '2 R-11 trimless' (w4) type A/B/C not confirmed -> RFI-L-03.
FIN-L5-WC18 | Gypsum board finish Level 5 at WC-18 walls (A00.40 WC-18 'WALL SURFACE TO BE LEVEL 5') | Offices 105-110, one wall each (A05.01 WC-18 tags) | [14 empty] | one face per office | A05.01 (WC-18 tags) -> A00.40 finish legend WC-18 -> A04.01 ACT-4 9'-0" | DERIVADO / PENDIENTE | leader (from w5 evidence) | ALC-24 | Level 5 quantity was in w5's registro evidence but not in an item; leader moved it to a row (integration gap #6). Rest of the job Level 4 assumed.
| TOTALS (net, no waste) |  | 980.73 |  |  | 6215.1 | 5191.37 | 4403.5 | 17344.32 | 325.49 | 0 | 31.81 | 0 |  | 921.33 | 1103.13

## Inputs
Input | Value
Waste - ALL METAL, any type | 0.15
Waste - EVERYTHING THAT IS NOT METAL | 0.06
Stock length - metal stud (ft) | 20
Stock length - track / header / angle (ft) | 10
Stock length - 1-1/2" C.R. channel: bracing, carrying (ft) | 16
Stock length - 7/8" furring channel (ft) | 12
Stock length - trim: corner bead, casing, shadow molding (ft) | 10
Board sheet width (ft) | 4
Board sheet length (ft) | 12

## Breakdown
Item # | Material | Unit | Net | Status | Source (sheet + detail) | Operation | Detail sequence | Worker
A1-01 | 3-5/8" metal stud 362S137-33 (20ga, 33 mil) (LF) | LF | PENDING | PENDIENTE | 3/A12.01 schedule A1: STUD SIZE 3 5/8", GYPSUM BOARD 5/8", WALL THICKNESS 4 7/8", INSULATION YES; S5.20 det 7 "362S137-33 ... INTERIOR WALLS @ 16" O.C."; height = B.O.D. (S2.20) | field: over MW01 pocket x1223.88-1271.16: floor(31.52 in/16)+1 = 2 x 184.50 in; x1271.16-1519.44: floor(165.52 in/16)+1 = 11 x 184.50 in; additional 3 (T from A1-02 (+2), corner to A5-02 east wall (+1)) x 184.50 in; opening double jambs +0 (9/S5.20 "DBL JAMB STUD") x full height; cripples 0 (above RO, @16") total 0.00 LF -> total 246.00 LF | A02.01 tag -> 3/A12.01 (PARTITION TYPE A1 & A5 + schedule row A1) -> 7/S5.20 (362S137-33 @16", header schedule) -> 1F/S5.20 (1 1/2" C.R. channel @ 48") -> 2/S5.20 & 9/S5.20 (head track / dbl jamb at openings) -> A00.30 door schedule -> 10/A12.02 & 11/A12.02 (HM frame head/jamb) -> A04.01 RCP (ceiling per face) -> S2.20 (B.O.D.) -> A11.0x elevations (openings) | w1
A1-01 | bottom track 362T125-33 3-5/8" (20ga) (LF) | LF | 16.42 | DERIVADO | 3/A12.01 schedule A1: STUD SIZE 3 5/8", GYPSUM BOARD 5/8", WALL THICKNESS 4 7/8", INSULATION YES; S5.20 det 7 "362S137-33 ... INTERIOR WALLS @ 16" O.C." | wall length minus door openings = 16.42 ft | A02.01 tag -> 3/A12.01 (PARTITION TYPE A1 & A5 + schedule row A1) -> 7/S5.20 (362S137-33 @16", header schedule) -> 1F/S5.20 (1 1/2" C.R. channel @ 48") -> 2/S5.20 & 9/S5.20 (head track / dbl jamb at openings) -> A00.30 door schedule -> 10/A12.02 & 11/A12.02 (HM frame head/jamb) -> A04.01 RCP (ceiling per face) -> S2.20 (B.O.D.) -> A11.0x elevations (openings) | w1
A1-01 | top deflection slip track 362T200-33 3-5/8" (20ga) (LF) | LF | 16.42 | DERIVADO | 3/A12.01 "CONTINUOUS SLIP TRACK" at underside of structure; S1.11 note 2 deflection at non-load-bearing walls | continuous over openings: 16.42 + 0.00 = 16.42 ft | A02.01 tag -> 3/A12.01 (PARTITION TYPE A1 & A5 + schedule row A1) -> 7/S5.20 (362S137-33 @16", header schedule) -> 1F/S5.20 (1 1/2" C.R. channel @ 48") -> 2/S5.20 & 9/S5.20 (head track / dbl jamb at openings) -> A00.30 door schedule -> 10/A12.02 & 11/A12.02 (HM frame head/jamb) -> A04.01 RCP (ceiling per face) -> S2.20 (B.O.D.) -> A11.0x elevations (openings) | w1
A1-01 | bracing C.R. channel 1-1/2" @ 48" O.C. (LF) | LF | 49.26 | DERIVADO | 1F/S5.20 "1 1/2" C.R. CHANNEL @ 48" O.C." (continuous bridging) | rows at [48, 96, 144] in AFF; each row = solid length 16.42 ft + openings only where row is above RO head | A02.01 tag -> 3/A12.01 (PARTITION TYPE A1 & A5 + schedule row A1) -> 7/S5.20 (362S137-33 @16", header schedule) -> 1F/S5.20 (1 1/2" C.R. channel @ 48") -> 2/S5.20 & 9/S5.20 (head track / dbl jamb at openings) -> A00.30 door schedule -> 10/A12.02 & 11/A12.02 (HM frame head/jamb) -> A04.01 RCP (ceiling per face) -> S2.20 (B.O.D.) -> A11.0x elevations (openings) | w1
A1-01 | 5/8" gypsum board regular - face S (SF) | SF | PENDING | PENDIENTE | 3/A12.01 schedule A1: STUD SIZE 3 5/8", GYPSUM BOARD 5/8", WALL THICKNESS 4 7/8", INSULATION YES; A04.01 RCP per room | S (MW01 pocket, open to structure kn.1 A04.01) over MW01 pocket x1223.88-1271.16: 2.63 ft x 15.38 ft; S (CALLING CUBES 122) x1271.16-1519.44: 13.79 ft x 9.00 ft | A02.01 tag -> 3/A12.01 (PARTITION TYPE A1 & A5 + schedule row A1) -> 7/S5.20 (362S137-33 @16", header schedule) -> 1F/S5.20 (1 1/2" C.R. channel @ 48") -> 2/S5.20 & 9/S5.20 (head track / dbl jamb at openings) -> A00.30 door schedule -> 10/A12.02 & 11/A12.02 (HM frame head/jamb) -> A04.01 RCP (ceiling per face) -> S2.20 (B.O.D.) -> A11.0x elevations (openings) | w1
A1-01 | 5/8" gypsum board regular - face N (SF) | SF | 188.83 | DERIVADO | 3/A12.01 schedule A1: STUD SIZE 3 5/8", GYPSUM BOARD 5/8", WALL THICKNESS 4 7/8", INSULATION YES; A04.01 RCP per room | N (WAITING 104) over MW01 pocket x1223.88-1271.16: 2.63 ft x 11.50 ft; N (WAITING 104) x1271.16-1519.44: 13.79 ft x 11.50 ft | A02.01 tag -> 3/A12.01 (PARTITION TYPE A1 & A5 + schedule row A1) -> 7/S5.20 (362S137-33 @16", header schedule) -> 1F/S5.20 (1 1/2" C.R. channel @ 48") -> 2/S5.20 & 9/S5.20 (head track / dbl jamb at openings) -> A00.30 door schedule -> 10/A12.02 & 11/A12.02 (HM frame head/jamb) -> A04.01 RCP (ceiling per face) -> S2.20 (B.O.D.) -> A11.0x elevations (openings) | w1
A1-01 | batt insulation 3-1/2" (for 3-5/8" stud cavity) (SF) | SF | 199.01 | DERIVADO | 3/A12.01 schedule A1: STUD SIZE 3 5/8", GYPSUM BOARD 5/8", WALL THICKNESS 4 7/8", INSULATION YES INSULATION "YES" / "BATT INSULATION" | cavity height = highest boarded face per segment (B, A1K: to structure); openings net, bands kept | A02.01 tag -> 3/A12.01 (PARTITION TYPE A1 & A5 + schedule row A1) -> 7/S5.20 (362S137-33 @16", header schedule) -> 1F/S5.20 (1 1/2" C.R. channel @ 48") -> 2/S5.20 & 9/S5.20 (head track / dbl jamb at openings) -> A00.30 door schedule -> 10/A12.02 & 11/A12.02 (HM frame head/jamb) -> A04.01 RCP (ceiling per face) -> S2.20 (B.O.D.) -> A11.0x elevations (openings) | w1
A1-01 | acoustical sealant continuous (LF) | LF | 32.84 | DERIVADO | 3/A12.01 "CONT ACOUS SEALANT" at bottom both sides | 2 x 16.42 (bottom) | A02.01 tag -> 3/A12.01 (PARTITION TYPE A1 & A5 + schedule row A1) -> 7/S5.20 (362S137-33 @16", header schedule) -> 1F/S5.20 (1 1/2" C.R. channel @ 48") -> 2/S5.20 & 9/S5.20 (head track / dbl jamb at openings) -> A00.30 door schedule -> 10/A12.02 & 11/A12.02 (HM frame head/jamb) -> A04.01 RCP (ceiling per face) -> S2.20 (B.O.D.) -> A11.0x elevations (openings) | w1
A1-02 | 3-5/8" metal stud 362S137-33 (20ga, 33 mil) (LF) | LF | PENDING | PENDIENTE | 3/A12.01 schedule A1: STUD SIZE 3 5/8", GYPSUM BOARD 5/8", WALL THICKNESS 4 7/8", INSULATION YES; S5.20 det 7 "362S137-33 ... INTERIOR WALLS @ 16" O.C."; height = B.O.D. (S2.20) | field: y974.76-1038.36: floor(42.40 in/16)+1 = 3 x 184.50 in; additional 1 (corner with A1-03 (+1)) x 184.50 in; opening double jambs +0 (9/S5.20 "DBL JAMB STUD") x full height; cripples 0 (above RO, @16") total 0.00 LF -> total 61.50 LF | A02.01 tag -> 3/A12.01 (PARTITION TYPE A1 & A5 + schedule row A1) -> 7/S5.20 (362S137-33 @16", header schedule) -> 1F/S5.20 (1 1/2" C.R. channel @ 48") -> 2/S5.20 & 9/S5.20 (head track / dbl jamb at openings) -> A00.30 door schedule -> 10/A12.02 & 11/A12.02 (HM frame head/jamb) -> A04.01 RCP (ceiling per face) -> S2.20 (B.O.D.) -> A11.0x elevations (openings) | w1
A1-02 | bottom track 362T125-33 3-5/8" (20ga) (LF) | LF | 3.53 | DERIVADO | 3/A12.01 schedule A1: STUD SIZE 3 5/8", GYPSUM BOARD 5/8", WALL THICKNESS 4 7/8", INSULATION YES; S5.20 det 7 "362S137-33 ... INTERIOR WALLS @ 16" O.C." | wall length minus door openings = 3.53 ft | A02.01 tag -> 3/A12.01 (PARTITION TYPE A1 & A5 + schedule row A1) -> 7/S5.20 (362S137-33 @16", header schedule) -> 1F/S5.20 (1 1/2" C.R. channel @ 48") -> 2/S5.20 & 9/S5.20 (head track / dbl jamb at openings) -> A00.30 door schedule -> 10/A12.02 & 11/A12.02 (HM frame head/jamb) -> A04.01 RCP (ceiling per face) -> S2.20 (B.O.D.) -> A11.0x elevations (openings) | w1
A1-02 | top deflection slip track 362T200-33 3-5/8" (20ga) (LF) | LF | 3.53 | DERIVADO | 3/A12.01 "CONTINUOUS SLIP TRACK" at underside of structure; S1.11 note 2 deflection at non-load-bearing walls | continuous over openings: 3.53 + 0.00 = 3.53 ft | A02.01 tag -> 3/A12.01 (PARTITION TYPE A1 & A5 + schedule row A1) -> 7/S5.20 (362S137-33 @16", header schedule) -> 1F/S5.20 (1 1/2" C.R. channel @ 48") -> 2/S5.20 & 9/S5.20 (head track / dbl jamb at openings) -> A00.30 door schedule -> 10/A12.02 & 11/A12.02 (HM frame head/jamb) -> A04.01 RCP (ceiling per face) -> S2.20 (B.O.D.) -> A11.0x elevations (openings) | w1
A1-02 | bracing C.R. channel 1-1/2" @ 48" O.C. (LF) | LF | 10.6 | DERIVADO | 1F/S5.20 "1 1/2" C.R. CHANNEL @ 48" O.C." (continuous bridging) | rows at [48, 96, 144] in AFF; each row = solid length 3.53 ft + openings only where row is above RO head | A02.01 tag -> 3/A12.01 (PARTITION TYPE A1 & A5 + schedule row A1) -> 7/S5.20 (362S137-33 @16", header schedule) -> 1F/S5.20 (1 1/2" C.R. channel @ 48") -> 2/S5.20 & 9/S5.20 (head track / dbl jamb at openings) -> A00.30 door schedule -> 10/A12.02 & 11/A12.02 (HM frame head/jamb) -> A04.01 RCP (ceiling per face) -> S2.20 (B.O.D.) -> A11.0x elevations (openings) | w1
A1-02 | 5/8" gypsum board regular - face W (SF) | SF | PENDING | PENDIENTE | 3/A12.01 schedule A1: STUD SIZE 3 5/8", GYPSUM BOARD 5/8", WALL THICKNESS 4 7/8", INSULATION YES; A04.01 RCP per room | W (MW01 pocket, open to structure) y974.76-1038.36: 3.53 ft x 15.38 ft | A02.01 tag -> 3/A12.01 (PARTITION TYPE A1 & A5 + schedule row A1) -> 7/S5.20 (362S137-33 @16", header schedule) -> 1F/S5.20 (1 1/2" C.R. channel @ 48") -> 2/S5.20 & 9/S5.20 (head track / dbl jamb at openings) -> A00.30 door schedule -> 10/A12.02 & 11/A12.02 (HM frame head/jamb) -> A04.01 RCP (ceiling per face) -> S2.20 (B.O.D.) -> A11.0x elevations (openings) | w1
A1-02 | 5/8" gypsum board regular - face E (SF) | SF | 31.8 | DERIVADO | 3/A12.01 schedule A1: STUD SIZE 3 5/8", GYPSUM BOARD 5/8", WALL THICKNESS 4 7/8", INSULATION YES; A04.01 RCP per room | E (CALLING CUBES 122) y974.76-1038.36: 3.53 ft x 9.00 ft | A02.01 tag -> 3/A12.01 (PARTITION TYPE A1 & A5 + schedule row A1) -> 7/S5.20 (362S137-33 @16", header schedule) -> 1F/S5.20 (1 1/2" C.R. channel @ 48") -> 2/S5.20 & 9/S5.20 (head track / dbl jamb at openings) -> A00.30 door schedule -> 10/A12.02 & 11/A12.02 (HM frame head/jamb) -> A04.01 RCP (ceiling per face) -> S2.20 (B.O.D.) -> A11.0x elevations (openings) | w1
A1-02 | batt insulation 3-1/2" (for 3-5/8" stud cavity) (SF) | SF | 54.33 | DERIVADO | 3/A12.01 schedule A1: STUD SIZE 3 5/8", GYPSUM BOARD 5/8", WALL THICKNESS 4 7/8", INSULATION YES INSULATION "YES" / "BATT INSULATION" | cavity height = highest boarded face per segment (B, A1K: to structure); openings net, bands kept | A02.01 tag -> 3/A12.01 (PARTITION TYPE A1 & A5 + schedule row A1) -> 7/S5.20 (362S137-33 @16", header schedule) -> 1F/S5.20 (1 1/2" C.R. channel @ 48") -> 2/S5.20 & 9/S5.20 (head track / dbl jamb at openings) -> A00.30 door schedule -> 10/A12.02 & 11/A12.02 (HM frame head/jamb) -> A04.01 RCP (ceiling per face) -> S2.20 (B.O.D.) -> A11.0x elevations (openings) | w1
A1-02 | acoustical sealant continuous (LF) | LF | 7.07 | DERIVADO | 3/A12.01 "CONT ACOUS SEALANT" at bottom both sides | 2 x 3.53 (bottom) | A02.01 tag -> 3/A12.01 (PARTITION TYPE A1 & A5 + schedule row A1) -> 7/S5.20 (362S137-33 @16", header schedule) -> 1F/S5.20 (1 1/2" C.R. channel @ 48") -> 2/S5.20 & 9/S5.20 (head track / dbl jamb at openings) -> A00.30 door schedule -> 10/A12.02 & 11/A12.02 (HM frame head/jamb) -> A04.01 RCP (ceiling per face) -> S2.20 (B.O.D.) -> A11.0x elevations (openings) | w1
A1-03 | 3-5/8" metal stud 362S137-33 (20ga, 33 mil) (LF) | LF | PENDING | PENDIENTE | 3/A12.01 schedule A1: STUD SIZE 3 5/8", GYPSUM BOARD 5/8", WALL THICKNESS 4 7/8", INSULATION YES; S5.20 det 7 "362S137-33 ... INTERIOR WALLS @ 16" O.C."; height = B.O.D. (S2.20) | field: x1223.88-1271.16: floor(31.52 in/16)+1 = 2 x 184.50 in; additional 0 (ends counted in A1-02 / A5-01) x 184.50 in; opening double jambs +0 (9/S5.20 "DBL JAMB STUD") x full height; cripples 0 (above RO, @16") total 0.00 LF -> total 30.75 LF | A02.01 tag -> 3/A12.01 (PARTITION TYPE A1 & A5 + schedule row A1) -> 7/S5.20 (362S137-33 @16", header schedule) -> 1F/S5.20 (1 1/2" C.R. channel @ 48") -> 2/S5.20 & 9/S5.20 (head track / dbl jamb at openings) -> A00.30 door schedule -> 10/A12.02 & 11/A12.02 (HM frame head/jamb) -> A04.01 RCP (ceiling per face) -> S2.20 (B.O.D.) -> A11.0x elevations (openings) | w1
A1-03 | bottom track 362T125-33 3-5/8" (20ga) (LF) | LF | 2.63 | DERIVADO | 3/A12.01 schedule A1: STUD SIZE 3 5/8", GYPSUM BOARD 5/8", WALL THICKNESS 4 7/8", INSULATION YES; S5.20 det 7 "362S137-33 ... INTERIOR WALLS @ 16" O.C." | wall length minus door openings = 2.63 ft | A02.01 tag -> 3/A12.01 (PARTITION TYPE A1 & A5 + schedule row A1) -> 7/S5.20 (362S137-33 @16", header schedule) -> 1F/S5.20 (1 1/2" C.R. channel @ 48") -> 2/S5.20 & 9/S5.20 (head track / dbl jamb at openings) -> A00.30 door schedule -> 10/A12.02 & 11/A12.02 (HM frame head/jamb) -> A04.01 RCP (ceiling per face) -> S2.20 (B.O.D.) -> A11.0x elevations (openings) | w1
A1-03 | top deflection slip track 362T200-33 3-5/8" (20ga) (LF) | LF | 2.63 | DERIVADO | 3/A12.01 "CONTINUOUS SLIP TRACK" at underside of structure; S1.11 note 2 deflection at non-load-bearing walls | continuous over openings: 2.63 + 0.00 = 2.63 ft | A02.01 tag -> 3/A12.01 (PARTITION TYPE A1 & A5 + schedule row A1) -> 7/S5.20 (362S137-33 @16", header schedule) -> 1F/S5.20 (1 1/2" C.R. channel @ 48") -> 2/S5.20 & 9/S5.20 (head track / dbl jamb at openings) -> A00.30 door schedule -> 10/A12.02 & 11/A12.02 (HM frame head/jamb) -> A04.01 RCP (ceiling per face) -> S2.20 (B.O.D.) -> A11.0x elevations (openings) | w1
A1-03 | bracing C.R. channel 1-1/2" @ 48" O.C. (LF) | LF | 7.88 | DERIVADO | 1F/S5.20 "1 1/2" C.R. CHANNEL @ 48" O.C." (continuous bridging) | rows at [48, 96, 144] in AFF; each row = solid length 2.63 ft + openings only where row is above RO head | A02.01 tag -> 3/A12.01 (PARTITION TYPE A1 & A5 + schedule row A1) -> 7/S5.20 (362S137-33 @16", header schedule) -> 1F/S5.20 (1 1/2" C.R. channel @ 48") -> 2/S5.20 & 9/S5.20 (head track / dbl jamb at openings) -> A00.30 door schedule -> 10/A12.02 & 11/A12.02 (HM frame head/jamb) -> A04.01 RCP (ceiling per face) -> S2.20 (B.O.D.) -> A11.0x elevations (openings) | w1
A1-03 | 5/8" gypsum board regular - face N (SF) | SF | PENDING | PENDIENTE | 3/A12.01 schedule A1: STUD SIZE 3 5/8", GYPSUM BOARD 5/8", WALL THICKNESS 4 7/8", INSULATION YES; A04.01 RCP per room | N (MW01 pocket, open to structure) x1223.88-1271.16: 2.63 ft x 15.38 ft | A02.01 tag -> 3/A12.01 (PARTITION TYPE A1 & A5 + schedule row A1) -> 7/S5.20 (362S137-33 @16", header schedule) -> 1F/S5.20 (1 1/2" C.R. channel @ 48") -> 2/S5.20 & 9/S5.20 (head track / dbl jamb at openings) -> A00.30 door schedule -> 10/A12.02 & 11/A12.02 (HM frame head/jamb) -> A04.01 RCP (ceiling per face) -> S2.20 (B.O.D.) -> A11.0x elevations (openings) | w1
A1-03 | 5/8" gypsum board regular - face S (SF) | SF | 23.64 | DERIVADO | 3/A12.01 schedule A1: STUD SIZE 3 5/8", GYPSUM BOARD 5/8", WALL THICKNESS 4 7/8", INSULATION YES; A04.01 RCP per room | S (CALLING CUBES 122 / MW07) x1223.88-1271.16: 2.63 ft x 9.00 ft | A02.01 tag -> 3/A12.01 (PARTITION TYPE A1 & A5 + schedule row A1) -> 7/S5.20 (362S137-33 @16", header schedule) -> 1F/S5.20 (1 1/2" C.R. channel @ 48") -> 2/S5.20 & 9/S5.20 (head track / dbl jamb at openings) -> A00.30 door schedule -> 10/A12.02 & 11/A12.02 (HM frame head/jamb) -> A04.01 RCP (ceiling per face) -> S2.20 (B.O.D.) -> A11.0x elevations (openings) | w1
A1-03 | batt insulation 3-1/2" (for 3-5/8" stud cavity) (SF) | SF | 40.39 | DERIVADO | 3/A12.01 schedule A1: STUD SIZE 3 5/8", GYPSUM BOARD 5/8", WALL THICKNESS 4 7/8", INSULATION YES INSULATION "YES" / "BATT INSULATION" | cavity height = highest boarded face per segment (B, A1K: to structure); openings net, bands kept | A02.01 tag -> 3/A12.01 (PARTITION TYPE A1 & A5 + schedule row A1) -> 7/S5.20 (362S137-33 @16", header schedule) -> 1F/S5.20 (1 1/2" C.R. channel @ 48") -> 2/S5.20 & 9/S5.20 (head track / dbl jamb at openings) -> A00.30 door schedule -> 10/A12.02 & 11/A12.02 (HM frame head/jamb) -> A04.01 RCP (ceiling per face) -> S2.20 (B.O.D.) -> A11.0x elevations (openings) | w1
A1-03 | acoustical sealant continuous (LF) | LF | 5.25 | DERIVADO | 3/A12.01 "CONT ACOUS SEALANT" at bottom both sides | 2 x 2.63 (bottom) | A02.01 tag -> 3/A12.01 (PARTITION TYPE A1 & A5 + schedule row A1) -> 7/S5.20 (362S137-33 @16", header schedule) -> 1F/S5.20 (1 1/2" C.R. channel @ 48") -> 2/S5.20 & 9/S5.20 (head track / dbl jamb at openings) -> A00.30 door schedule -> 10/A12.02 & 11/A12.02 (HM frame head/jamb) -> A04.01 RCP (ceiling per face) -> S2.20 (B.O.D.) -> A11.0x elevations (openings) | w1
A5-01 | 6" metal stud 600S137-33 (20ga, 33 mil) (LF) | LF | PENDING | PENDIENTE | 3/A12.01 schedule A5: STUD SIZE 6", GYPSUM BOARD 5/8", WALL THICKNESS 7 1/4", INSULATION YES; S5.20 det 7 METAL STUD PROPERTIES 600S137-33 / 600T125-33 BOTTOM TRACK / 600T200-97 TOP TRACK; height = B.O.D. (S2.20) | field: y1038.36-1246.1 (north of grid B): floor(138.49 in/16)+1 = 9 x 184.50 in; y1246.1-1257.48: floor(7.59 in/16)+1 = 1 x 156.54 in; additional 3 (T under A1-03 (+1), FEC-1 recessed cabinet jambs y1059-1074 (+2)) x 184.50 in; opening double jambs +2 (9/S5.20 "DBL JAMB STUD") x full height; cripples 2 (above RO, @16") total 11.68 LF -> total 235.24 LF | A02.01 tag -> 3/A12.01 (PARTITION TYPE A1 & A5 + schedule row A5) -> 7/S5.20 (362S137-33 @16", header schedule) -> 1F/S5.20 (1 1/2" C.R. channel @ 48") -> 2/S5.20 & 9/S5.20 (head track / dbl jamb at openings) -> A00.30 door schedule -> 10/A12.02 & 11/A12.02 (HM frame head/jamb) -> A04.01 RCP (ceiling per face) -> S2.20 (B.O.D.) -> A11.0x elevations (openings) | w1
A5-01 | bottom track 600T125-33 6" (20ga) (LF) | LF | 12.17 | DERIVADO | 3/A12.01 schedule A5: STUD SIZE 6", GYPSUM BOARD 5/8", WALL THICKNESS 7 1/4", INSULATION YES; S5.20 det 7 METAL STUD PROPERTIES 600S137-33 / 600T125-33 BOTTOM TRACK / 600T200-97 TOP TRACK | wall length minus door openings = 12.17 ft | A02.01 tag -> 3/A12.01 (PARTITION TYPE A1 & A5 + schedule row A5) -> 7/S5.20 (362S137-33 @16", header schedule) -> 1F/S5.20 (1 1/2" C.R. channel @ 48") -> 2/S5.20 & 9/S5.20 (head track / dbl jamb at openings) -> A00.30 door schedule -> 10/A12.02 & 11/A12.02 (HM frame head/jamb) -> A04.01 RCP (ceiling per face) -> S2.20 (B.O.D.) -> A11.0x elevations (openings) | w1
A5-01 | top deflection slip track 600T200-97 6" (12ga, per S5.20 TOP TRACK) (LF) | LF | 15.3 | DERIVADO | 3/A12.01 "CONTINUOUS SLIP TRACK" at underside of structure; S1.11 note 2 deflection at non-load-bearing walls | continuous over openings: 12.17 + 3.13 = 15.30 ft | A02.01 tag -> 3/A12.01 (PARTITION TYPE A1 & A5 + schedule row A5) -> 7/S5.20 (362S137-33 @16", header schedule) -> 1F/S5.20 (1 1/2" C.R. channel @ 48") -> 2/S5.20 & 9/S5.20 (head track / dbl jamb at openings) -> A00.30 door schedule -> 10/A12.02 & 11/A12.02 (HM frame head/jamb) -> A04.01 RCP (ceiling per face) -> S2.20 (B.O.D.) -> A11.0x elevations (openings) | w1
A5-01 | header / box beam single track 600T125-43 (18 GA) 6" at door 122 (LF) | LF | 3.63 | DERIVADO | 7/S5.20 HEADER SCHEDULE "ALL FLOORS / NON LOAD BRG / INTERIOR / 3'-4" / SINGLE TRACK 18 GAUGE"; 2/S5.20 head track cut & bent to jambs; 10/A12.02 head @ HM frame | RO 37.52 in (vector) + 2 x 3" tabs = 3.63 ft | A02.01 tag -> 3/A12.01 (PARTITION TYPE A1 & A5 + schedule row A5) -> 7/S5.20 (362S137-33 @16", header schedule) -> 1F/S5.20 (1 1/2" C.R. channel @ 48") -> 2/S5.20 & 9/S5.20 (head track / dbl jamb at openings) -> A00.30 door schedule -> 10/A12.02 & 11/A12.02 (HM frame head/jamb) -> A04.01 RCP (ceiling per face) -> S2.20 (B.O.D.) -> A11.0x elevations (openings) | w1
A5-01 | bracing C.R. channel 1-1/2" @ 48" O.C. (LF) | LF | 42.77 | DERIVADO | 1F/S5.20 "1 1/2" C.R. CHANNEL @ 48" O.C." (continuous bridging) | rows at [48, 96, 144] in AFF; each row = solid length 12.17 ft + openings only where row is above RO head | A02.01 tag -> 3/A12.01 (PARTITION TYPE A1 & A5 + schedule row A5) -> 7/S5.20 (362S137-33 @16", header schedule) -> 1F/S5.20 (1 1/2" C.R. channel @ 48") -> 2/S5.20 & 9/S5.20 (head track / dbl jamb at openings) -> A00.30 door schedule -> 10/A12.02 & 11/A12.02 (HM frame head/jamb) -> A04.01 RCP (ceiling per face) -> S2.20 (B.O.D.) -> A11.0x elevations (openings) | w1
A5-01 | 5/8" gypsum board regular - face E (SF) | SF | 115.29 | DERIVADO | 3/A12.01 schedule A5: STUD SIZE 6", GYPSUM BOARD 5/8", WALL THICKNESS 7 1/4", INSULATION YES; A04.01 RCP per room | E (CALLING CUBES 122) y1038.36-1246.1 (north of grid B): 11.54 ft x 9.00 ft; E (CALLING CUBES 122) y1246.1-1257.48: 0.63 ft x 9.00 ft; band above door 122: 3.13 ft x (108.00 - 86)/12 = 5.73 SF (below band = 0, door to floor; net opening deducted) | A02.01 tag -> 3/A12.01 (PARTITION TYPE A1 & A5 + schedule row A5) -> 7/S5.20 (362S137-33 @16", header schedule) -> 1F/S5.20 (1 1/2" C.R. channel @ 48") -> 2/S5.20 & 9/S5.20 (head track / dbl jamb at openings) -> A00.30 door schedule -> 10/A12.02 & 11/A12.02 (HM frame head/jamb) -> A04.01 RCP (ceiling per face) -> S2.20 (B.O.D.) -> A11.0x elevations (openings) | w1
A5-01 | 5/8" gypsum board regular - face W (SF) | SF | 115.29 | DERIVADO | 3/A12.01 schedule A5: STUD SIZE 6", GYPSUM BOARD 5/8", WALL THICKNESS 7 1/4", INSULATION YES; A04.01 RCP per room | W (corridor, untagged ceiling) y1038.36-1246.1 (north of grid B): 11.54 ft x 9.00 ft; W (CORRIDOR 111) y1246.1-1257.48: 0.63 ft x 9.00 ft; band above door 122: 3.13 ft x (108.00 - 86)/12 = 5.73 SF (below band = 0, door to floor; net opening deducted) | A02.01 tag -> 3/A12.01 (PARTITION TYPE A1 & A5 + schedule row A5) -> 7/S5.20 (362S137-33 @16", header schedule) -> 1F/S5.20 (1 1/2" C.R. channel @ 48") -> 2/S5.20 & 9/S5.20 (head track / dbl jamb at openings) -> A00.30 door schedule -> 10/A12.02 & 11/A12.02 (HM frame head/jamb) -> A04.01 RCP (ceiling per face) -> S2.20 (B.O.D.) -> A11.0x elevations (openings) | w1
A5-01 | batt insulation 6" (for 6" stud cavity) (SF) | SF | 115.29 | DERIVADO | 3/A12.01 schedule A5: STUD SIZE 6", GYPSUM BOARD 5/8", WALL THICKNESS 7 1/4", INSULATION YES INSULATION "YES" / "BATT INSULATION" | cavity height = highest boarded face per segment (B, A1K: to structure); openings net, bands kept | A02.01 tag -> 3/A12.01 (PARTITION TYPE A1 & A5 + schedule row A5) -> 7/S5.20 (362S137-33 @16", header schedule) -> 1F/S5.20 (1 1/2" C.R. channel @ 48") -> 2/S5.20 & 9/S5.20 (head track / dbl jamb at openings) -> A00.30 door schedule -> 10/A12.02 & 11/A12.02 (HM frame head/jamb) -> A04.01 RCP (ceiling per face) -> S2.20 (B.O.D.) -> A11.0x elevations (openings) | w1
A5-01 | acoustical sealant continuous (LF) | LF | 24.35 | DERIVADO | 3/A12.01 "CONT ACOUS SEALANT" at bottom both sides | 2 x 12.17 (bottom) | A02.01 tag -> 3/A12.01 (PARTITION TYPE A1 & A5 + schedule row A5) -> 7/S5.20 (362S137-33 @16", header schedule) -> 1F/S5.20 (1 1/2" C.R. channel @ 48") -> 2/S5.20 & 9/S5.20 (head track / dbl jamb at openings) -> A00.30 door schedule -> 10/A12.02 & 11/A12.02 (HM frame head/jamb) -> A04.01 RCP (ceiling per face) -> S2.20 (B.O.D.) -> A11.0x elevations (openings) | w1
A5-02 | 6" metal stud 600S137-33 (20ga, 33 mil) (LF) | LF | PENDING | PENDIENTE | 3/A12.01 schedule A5: STUD SIZE 6", GYPSUM BOARD 5/8", WALL THICKNESS 7 1/4", INSULATION YES; S5.20 det 7 METAL STUD PROPERTIES 600S137-33 / 600T125-33 BOTTOM TRACK / 600T200-97 TOP TRACK; height = B.O.D. (S2.20) | field: y967.44-1117.6: floor(100.11 in/16)+1 = 7 x 184.50 in; y1117.6-1246.1: floor(85.67 in/16)+1 = 6 x 184.50 in; y1246.1-1324.08: floor(51.99 in/16)+1 = 4 x 156.09 in; additional 3 (corner A1-01 (+1), T with A1-05 / A1-06 (+2)) x 184.50 in; opening double jambs +0 (9/S5.20 "DBL JAMB STUD") x full height; cripples 0 (above RO, @16") total 0.00 LF -> total 298.03 LF | A02.01 tag -> 3/A12.01 (PARTITION TYPE A1 & A5 + schedule row A5) -> 7/S5.20 (362S137-33 @16", header schedule) -> 1F/S5.20 (1 1/2" C.R. channel @ 48") -> 2/S5.20 & 9/S5.20 (head track / dbl jamb at openings) -> A00.30 door schedule -> 10/A12.02 & 11/A12.02 (HM frame head/jamb) -> A04.01 RCP (ceiling per face) -> S2.20 (B.O.D.) -> A11.0x elevations (openings) | w1
A5-02 | bottom track 600T125-33 6" (20ga) (LF) | LF | 19.81 | DERIVADO | 3/A12.01 schedule A5: STUD SIZE 6", GYPSUM BOARD 5/8", WALL THICKNESS 7 1/4", INSULATION YES; S5.20 det 7 METAL STUD PROPERTIES 600S137-33 / 600T125-33 BOTTOM TRACK / 600T200-97 TOP TRACK | wall length minus door openings = 19.81 ft | A02.01 tag -> 3/A12.01 (PARTITION TYPE A1 & A5 + schedule row A5) -> 7/S5.20 (362S137-33 @16", header schedule) -> 1F/S5.20 (1 1/2" C.R. channel @ 48") -> 2/S5.20 & 9/S5.20 (head track / dbl jamb at openings) -> A00.30 door schedule -> 10/A12.02 & 11/A12.02 (HM frame head/jamb) -> A04.01 RCP (ceiling per face) -> S2.20 (B.O.D.) -> A11.0x elevations (openings) | w1
A5-02 | top deflection slip track 600T200-97 6" (12ga, per S5.20 TOP TRACK) (LF) | LF | 19.81 | DERIVADO | 3/A12.01 "CONTINUOUS SLIP TRACK" at underside of structure; S1.11 note 2 deflection at non-load-bearing walls | continuous over openings: 19.81 + 0.00 = 19.81 ft | A02.01 tag -> 3/A12.01 (PARTITION TYPE A1 & A5 + schedule row A5) -> 7/S5.20 (362S137-33 @16", header schedule) -> 1F/S5.20 (1 1/2" C.R. channel @ 48") -> 2/S5.20 & 9/S5.20 (head track / dbl jamb at openings) -> A00.30 door schedule -> 10/A12.02 & 11/A12.02 (HM frame head/jamb) -> A04.01 RCP (ceiling per face) -> S2.20 (B.O.D.) -> A11.0x elevations (openings) | w1
A5-02 | bracing C.R. channel 1-1/2" @ 48" O.C. (LF) | LF | 59.44 | DERIVADO | 1F/S5.20 "1 1/2" C.R. CHANNEL @ 48" O.C." (continuous bridging) | rows at [48, 96, 144] in AFF; each row = solid length 19.81 ft + openings only where row is above RO head | A02.01 tag -> 3/A12.01 (PARTITION TYPE A1 & A5 + schedule row A5) -> 7/S5.20 (362S137-33 @16", header schedule) -> 1F/S5.20 (1 1/2" C.R. channel @ 48") -> 2/S5.20 & 9/S5.20 (head track / dbl jamb at openings) -> A00.30 door schedule -> 10/A12.02 & 11/A12.02 (HM frame head/jamb) -> A04.01 RCP (ceiling per face) -> S2.20 (B.O.D.) -> A11.0x elevations (openings) | w1
A5-02 | 5/8" gypsum board regular - face W (SF) | SF | 178.32 | DERIVADO | 3/A12.01 schedule A5: STUD SIZE 6", GYPSUM BOARD 5/8", WALL THICKNESS 7 1/4", INSULATION YES; A04.01 RCP per room | W (CALLING CUBES 122) y967.44-1117.6: 8.34 ft x 9.00 ft; W (CALLING CUBES 122) y1117.6-1246.1: 7.14 ft x 9.00 ft; W (CALLING CUBES 122) y1246.1-1324.08: 4.33 ft x 9.00 ft | A02.01 tag -> 3/A12.01 (PARTITION TYPE A1 & A5 + schedule row A5) -> 7/S5.20 (362S137-33 @16", header schedule) -> 1F/S5.20 (1 1/2" C.R. channel @ 48") -> 2/S5.20 & 9/S5.20 (head track / dbl jamb at openings) -> A00.30 door schedule -> 10/A12.02 & 11/A12.02 (HM frame head/jamb) -> A04.01 RCP (ceiling per face) -> S2.20 (B.O.D.) -> A11.0x elevations (openings) | w1
A5-02 | 5/8" gypsum board regular - face E (SF) | SF | 184.06 | DERIVADO | 3/A12.01 schedule A5: STUD SIZE 6", GYPSUM BOARD 5/8", WALL THICKNESS 7 1/4", INSULATION YES; A04.01 RCP per room | E (strip in front of offices 107/108) y967.44-1117.6: 8.34 ft x 9.00 ft; E (customer area ACT-4 9'-0") y1117.6-1246.1: 7.14 ft x 9.50 ft; E (customer area ACT-4 9'-0") y1246.1-1324.08: 4.33 ft x 9.50 ft | A02.01 tag -> 3/A12.01 (PARTITION TYPE A1 & A5 + schedule row A5) -> 7/S5.20 (362S137-33 @16", header schedule) -> 1F/S5.20 (1 1/2" C.R. channel @ 48") -> 2/S5.20 & 9/S5.20 (head track / dbl jamb at openings) -> A00.30 door schedule -> 10/A12.02 & 11/A12.02 (HM frame head/jamb) -> A04.01 RCP (ceiling per face) -> S2.20 (B.O.D.) -> A11.0x elevations (openings) | w1
A5-02 | batt insulation 6" (for 6" stud cavity) (SF) | SF | 184.06 | DERIVADO | 3/A12.01 schedule A5: STUD SIZE 6", GYPSUM BOARD 5/8", WALL THICKNESS 7 1/4", INSULATION YES INSULATION "YES" / "BATT INSULATION" | cavity height = highest boarded face per segment (B, A1K: to structure); openings net, bands kept | A02.01 tag -> 3/A12.01 (PARTITION TYPE A1 & A5 + schedule row A5) -> 7/S5.20 (362S137-33 @16", header schedule) -> 1F/S5.20 (1 1/2" C.R. channel @ 48") -> 2/S5.20 & 9/S5.20 (head track / dbl jamb at openings) -> A00.30 door schedule -> 10/A12.02 & 11/A12.02 (HM frame head/jamb) -> A04.01 RCP (ceiling per face) -> S2.20 (B.O.D.) -> A11.0x elevations (openings) | w1
A5-02 | acoustical sealant continuous (LF) | LF | 39.63 | DERIVADO | 3/A12.01 "CONT ACOUS SEALANT" at bottom both sides | 2 x 19.81 (bottom) | A02.01 tag -> 3/A12.01 (PARTITION TYPE A1 & A5 + schedule row A5) -> 7/S5.20 (362S137-33 @16", header schedule) -> 1F/S5.20 (1 1/2" C.R. channel @ 48") -> 2/S5.20 & 9/S5.20 (head track / dbl jamb at openings) -> A00.30 door schedule -> 10/A12.02 & 11/A12.02 (HM frame head/jamb) -> A04.01 RCP (ceiling per face) -> S2.20 (B.O.D.) -> A11.0x elevations (openings) | w1
A1-04 | 3-5/8" metal stud 362S137-33 (20ga, 33 mil) (LF) | LF | PENDING | PENDIENTE | 3/A12.01 schedule A1: STUD SIZE 3 5/8", GYPSUM BOARD 5/8", WALL THICKNESS 4 7/8", INSULATION YES; S5.20 det 7 "362S137-33 ... INTERIOR WALLS @ 16" O.C."; height = B.O.D. (S2.20) | field: x1133.88-1160.40: floor(17.68 in/16)+1 = 2 x 184.50 in; additional 1 (end against B2 wall x1123-1134 (+1)) x 184.50 in; opening double jambs +2 (9/S5.20 "DBL JAMB STUD") x full height; cripples 2 (above RO, @16") total 14.42 LF -> total 91.29 LF | A02.01 tag -> 3/A12.01 (PARTITION TYPE A1 & A5 + schedule row A1) -> 7/S5.20 (362S137-33 @16", header schedule) -> 1F/S5.20 (1 1/2" C.R. channel @ 48") -> 2/S5.20 & 9/S5.20 (head track / dbl jamb at openings) -> A00.30 door schedule -> 10/A12.02 & 11/A12.02 (HM frame head/jamb) -> A04.01 RCP (ceiling per face) -> S2.20 (B.O.D.) -> A11.0x elevations (openings) | w1
A1-04 | bottom track 362T125-33 3-5/8" (20ga) (LF) | LF | 1.47 | DERIVADO | 3/A12.01 schedule A1: STUD SIZE 3 5/8", GYPSUM BOARD 5/8", WALL THICKNESS 4 7/8", INSULATION YES; S5.20 det 7 "362S137-33 ... INTERIOR WALLS @ 16" O.C." | wall length minus door openings = 1.47 ft | A02.01 tag -> 3/A12.01 (PARTITION TYPE A1 & A5 + schedule row A1) -> 7/S5.20 (362S137-33 @16", header schedule) -> 1F/S5.20 (1 1/2" C.R. channel @ 48") -> 2/S5.20 & 9/S5.20 (head track / dbl jamb at openings) -> A00.30 door schedule -> 10/A12.02 & 11/A12.02 (HM frame head/jamb) -> A04.01 RCP (ceiling per face) -> S2.20 (B.O.D.) -> A11.0x elevations (openings) | w1
A1-04 | top deflection slip track 362T200-33 3-5/8" (20ga) (LF) | LF | 4.81 | DERIVADO | 3/A12.01 "CONTINUOUS SLIP TRACK" at underside of structure; S1.11 note 2 deflection at non-load-bearing walls | continuous over openings: 1.47 + 3.33 = 4.81 ft | A02.01 tag -> 3/A12.01 (PARTITION TYPE A1 & A5 + schedule row A1) -> 7/S5.20 (362S137-33 @16", header schedule) -> 1F/S5.20 (1 1/2" C.R. channel @ 48") -> 2/S5.20 & 9/S5.20 (head track / dbl jamb at openings) -> A00.30 door schedule -> 10/A12.02 & 11/A12.02 (HM frame head/jamb) -> A04.01 RCP (ceiling per face) -> S2.20 (B.O.D.) -> A11.0x elevations (openings) | w1
A1-04 | header / box beam single track 362T125-43 (18 GA) 3-5/8" at door 111 (LF) | LF | 3.83 | DERIVADO | 7/S5.20 HEADER SCHEDULE "ALL FLOORS / NON LOAD BRG / INTERIOR / 3'-4" / SINGLE TRACK 18 GAUGE"; 2/S5.20 head track cut & bent to jambs; 10/A12.02 head @ HM frame | RO 40.00 in (vector) + 2 x 3" tabs = 3.83 ft | A02.01 tag -> 3/A12.01 (PARTITION TYPE A1 & A5 + schedule row A1) -> 7/S5.20 (362S137-33 @16", header schedule) -> 1F/S5.20 (1 1/2" C.R. channel @ 48") -> 2/S5.20 & 9/S5.20 (head track / dbl jamb at openings) -> A00.30 door schedule -> 10/A12.02 & 11/A12.02 (HM frame head/jamb) -> A04.01 RCP (ceiling per face) -> S2.20 (B.O.D.) -> A11.0x elevations (openings) | w1
A1-04 | bracing C.R. channel 1-1/2" @ 48" O.C. (LF) | LF | 7.75 | DERIVADO | 1F/S5.20 "1 1/2" C.R. CHANNEL @ 48" O.C." (continuous bridging) | rows at [48, 96, 144] in AFF; each row = solid length 1.47 ft + openings only where row is above RO head | A02.01 tag -> 3/A12.01 (PARTITION TYPE A1 & A5 + schedule row A1) -> 7/S5.20 (362S137-33 @16", header schedule) -> 1F/S5.20 (1 1/2" C.R. channel @ 48") -> 2/S5.20 & 9/S5.20 (head track / dbl jamb at openings) -> A00.30 door schedule -> 10/A12.02 & 11/A12.02 (HM frame head/jamb) -> A04.01 RCP (ceiling per face) -> S2.20 (B.O.D.) -> A11.0x elevations (openings) | w1
A1-04 | 5/8" gypsum board regular - face S (SF) | SF | 16.04 | DERIVADO | 3/A12.01 schedule A1: STUD SIZE 3 5/8", GYPSUM BOARD 5/8", WALL THICKNESS 4 7/8", INSULATION YES; A04.01 RCP per room | S (CORRIDOR 111) x1133.88-1160.40: 1.47 ft x 9.00 ft; band above door 111: 3.33 ft x (108.00 - 98)/12 = 2.78 SF (below band = 0, door to floor; net opening deducted) | A02.01 tag -> 3/A12.01 (PARTITION TYPE A1 & A5 + schedule row A1) -> 7/S5.20 (362S137-33 @16", header schedule) -> 1F/S5.20 (1 1/2" C.R. channel @ 48") -> 2/S5.20 & 9/S5.20 (head track / dbl jamb at openings) -> A00.30 door schedule -> 10/A12.02 & 11/A12.02 (HM frame head/jamb) -> A04.01 RCP (ceiling per face) -> S2.20 (B.O.D.) -> A11.0x elevations (openings) | w1
A1-04 | 5/8" gypsum board regular - face N (SF) | SF | 16.04 | DERIVADO | 3/A12.01 schedule A1: STUD SIZE 3 5/8", GYPSUM BOARD 5/8", WALL THICKNESS 4 7/8", INSULATION YES; A04.01 RCP per room | N (corridor, untagged) x1133.88-1160.40: 1.47 ft x 9.00 ft; band above door 111: 3.33 ft x (108.00 - 98)/12 = 2.78 SF (below band = 0, door to floor; net opening deducted) | A02.01 tag -> 3/A12.01 (PARTITION TYPE A1 & A5 + schedule row A1) -> 7/S5.20 (362S137-33 @16", header schedule) -> 1F/S5.20 (1 1/2" C.R. channel @ 48") -> 2/S5.20 & 9/S5.20 (head track / dbl jamb at openings) -> A00.30 door schedule -> 10/A12.02 & 11/A12.02 (HM frame head/jamb) -> A04.01 RCP (ceiling per face) -> S2.20 (B.O.D.) -> A11.0x elevations (openings) | w1
A1-04 | batt insulation 3-1/2" (for 3-5/8" stud cavity) (SF) | SF | 16.04 | DERIVADO | 3/A12.01 schedule A1: STUD SIZE 3 5/8", GYPSUM BOARD 5/8", WALL THICKNESS 4 7/8", INSULATION YES INSULATION "YES" / "BATT INSULATION" | cavity height = highest boarded face per segment (B, A1K: to structure); openings net, bands kept | A02.01 tag -> 3/A12.01 (PARTITION TYPE A1 & A5 + schedule row A1) -> 7/S5.20 (362S137-33 @16", header schedule) -> 1F/S5.20 (1 1/2" C.R. channel @ 48") -> 2/S5.20 & 9/S5.20 (head track / dbl jamb at openings) -> A00.30 door schedule -> 10/A12.02 & 11/A12.02 (HM frame head/jamb) -> A04.01 RCP (ceiling per face) -> S2.20 (B.O.D.) -> A11.0x elevations (openings) | w1
A1-04 | acoustical sealant continuous (LF) | LF | 2.95 | DERIVADO | 3/A12.01 "CONT ACOUS SEALANT" at bottom both sides | 2 x 1.47 (bottom) | A02.01 tag -> 3/A12.01 (PARTITION TYPE A1 & A5 + schedule row A1) -> 7/S5.20 (362S137-33 @16", header schedule) -> 1F/S5.20 (1 1/2" C.R. channel @ 48") -> 2/S5.20 & 9/S5.20 (head track / dbl jamb at openings) -> A00.30 door schedule -> 10/A12.02 & 11/A12.02 (HM frame head/jamb) -> A04.01 RCP (ceiling per face) -> S2.20 (B.O.D.) -> A11.0x elevations (openings) | w1
A1-D01 | 3-5/8" metal stud 362S137-33 (20ga, 33 mil) (LF) | LF | PENDING | PENDIENTE | 3/A12.01 schedule A1: STUD SIZE 3 5/8", GYPSUM BOARD 5/8", WALL THICKNESS 4 7/8", INSULATION YES; S5.20 det 7 "362S137-33 ... INTERIOR WALLS @ 16" O.C."; height = B.O.D. (S2.20) | field: x1220.40-1234.44: floor(9.36 in/16)+1 = 1 x 184.50 in; additional 0 (end into A5-01) x 184.50 in; opening double jambs +0 (9/S5.20 "DBL JAMB STUD") x full height; cripples 0 (above RO, @16") total 0.00 LF -> total 15.38 LF | A02.01 tag -> 3/A12.01 (PARTITION TYPE A1 & A5 + schedule row A1) -> 7/S5.20 (362S137-33 @16", header schedule) -> 1F/S5.20 (1 1/2" C.R. channel @ 48") -> 2/S5.20 & 9/S5.20 (head track / dbl jamb at openings) -> A00.30 door schedule -> 10/A12.02 & 11/A12.02 (HM frame head/jamb) -> A04.01 RCP (ceiling per face) -> S2.20 (B.O.D.) -> A11.0x elevations (openings) | w1
A1-D01 | bottom track 362T125-33 3-5/8" (20ga) (LF) | LF | 0.78 | DERIVADO | 3/A12.01 schedule A1: STUD SIZE 3 5/8", GYPSUM BOARD 5/8", WALL THICKNESS 4 7/8", INSULATION YES; S5.20 det 7 "362S137-33 ... INTERIOR WALLS @ 16" O.C." | wall length minus door openings = 0.78 ft | A02.01 tag -> 3/A12.01 (PARTITION TYPE A1 & A5 + schedule row A1) -> 7/S5.20 (362S137-33 @16", header schedule) -> 1F/S5.20 (1 1/2" C.R. channel @ 48") -> 2/S5.20 & 9/S5.20 (head track / dbl jamb at openings) -> A00.30 door schedule -> 10/A12.02 & 11/A12.02 (HM frame head/jamb) -> A04.01 RCP (ceiling per face) -> S2.20 (B.O.D.) -> A11.0x elevations (openings) | w1
A1-D01 | top deflection slip track 362T200-33 3-5/8" (20ga) (LF) | LF | 0.78 | DERIVADO | 3/A12.01 "CONTINUOUS SLIP TRACK" at underside of structure; S1.11 note 2 deflection at non-load-bearing walls | continuous over openings: 0.78 + 0.00 = 0.78 ft | A02.01 tag -> 3/A12.01 (PARTITION TYPE A1 & A5 + schedule row A1) -> 7/S5.20 (362S137-33 @16", header schedule) -> 1F/S5.20 (1 1/2" C.R. channel @ 48") -> 2/S5.20 & 9/S5.20 (head track / dbl jamb at openings) -> A00.30 door schedule -> 10/A12.02 & 11/A12.02 (HM frame head/jamb) -> A04.01 RCP (ceiling per face) -> S2.20 (B.O.D.) -> A11.0x elevations (openings) | w1
A1-D01 | bracing C.R. channel 1-1/2" @ 48" O.C. (LF) | LF | 2.34 | DERIVADO | 1F/S5.20 "1 1/2" C.R. CHANNEL @ 48" O.C." (continuous bridging) | rows at [48, 96, 144] in AFF; each row = solid length 0.78 ft + openings only where row is above RO head | A02.01 tag -> 3/A12.01 (PARTITION TYPE A1 & A5 + schedule row A1) -> 7/S5.20 (362S137-33 @16", header schedule) -> 1F/S5.20 (1 1/2" C.R. channel @ 48") -> 2/S5.20 & 9/S5.20 (head track / dbl jamb at openings) -> A00.30 door schedule -> 10/A12.02 & 11/A12.02 (HM frame head/jamb) -> A04.01 RCP (ceiling per face) -> S2.20 (B.O.D.) -> A11.0x elevations (openings) | w1
A1-D01 | 5/8" gypsum board regular - face S (SF) | SF | 7.02 | DERIVADO | 3/A12.01 schedule A1: STUD SIZE 3 5/8", GYPSUM BOARD 5/8", WALL THICKNESS 4 7/8", INSULATION YES; A04.01 RCP per room | S (CORRIDOR 111) x1220.40-1234.44: 0.78 ft x 9.00 ft | A02.01 tag -> 3/A12.01 (PARTITION TYPE A1 & A5 + schedule row A1) -> 7/S5.20 (362S137-33 @16", header schedule) -> 1F/S5.20 (1 1/2" C.R. channel @ 48") -> 2/S5.20 & 9/S5.20 (head track / dbl jamb at openings) -> A00.30 door schedule -> 10/A12.02 & 11/A12.02 (HM frame head/jamb) -> A04.01 RCP (ceiling per face) -> S2.20 (B.O.D.) -> A11.0x elevations (openings) | w1
A1-D01 | 5/8" gypsum board regular - face N (SF) | SF | 7.02 | DERIVADO | 3/A12.01 schedule A1: STUD SIZE 3 5/8", GYPSUM BOARD 5/8", WALL THICKNESS 4 7/8", INSULATION YES; A04.01 RCP per room | N (corridor, untagged) x1220.40-1234.44: 0.78 ft x 9.00 ft | A02.01 tag -> 3/A12.01 (PARTITION TYPE A1 & A5 + schedule row A1) -> 7/S5.20 (362S137-33 @16", header schedule) -> 1F/S5.20 (1 1/2" C.R. channel @ 48") -> 2/S5.20 & 9/S5.20 (head track / dbl jamb at openings) -> A00.30 door schedule -> 10/A12.02 & 11/A12.02 (HM frame head/jamb) -> A04.01 RCP (ceiling per face) -> S2.20 (B.O.D.) -> A11.0x elevations (openings) | w1
A1-D01 | batt insulation 3-1/2" (for 3-5/8" stud cavity) (SF) | SF | 7.02 | DERIVADO | 3/A12.01 schedule A1: STUD SIZE 3 5/8", GYPSUM BOARD 5/8", WALL THICKNESS 4 7/8", INSULATION YES INSULATION "YES" / "BATT INSULATION" | cavity height = highest boarded face per segment (B, A1K: to structure); openings net, bands kept | A02.01 tag -> 3/A12.01 (PARTITION TYPE A1 & A5 + schedule row A1) -> 7/S5.20 (362S137-33 @16", header schedule) -> 1F/S5.20 (1 1/2" C.R. channel @ 48") -> 2/S5.20 & 9/S5.20 (head track / dbl jamb at openings) -> A00.30 door schedule -> 10/A12.02 & 11/A12.02 (HM frame head/jamb) -> A04.01 RCP (ceiling per face) -> S2.20 (B.O.D.) -> A11.0x elevations (openings) | w1
A1-D01 | acoustical sealant continuous (LF) | LF | 1.56 | DERIVADO | 3/A12.01 "CONT ACOUS SEALANT" at bottom both sides | 2 x 0.78 (bottom) | A02.01 tag -> 3/A12.01 (PARTITION TYPE A1 & A5 + schedule row A1) -> 7/S5.20 (362S137-33 @16", header schedule) -> 1F/S5.20 (1 1/2" C.R. channel @ 48") -> 2/S5.20 & 9/S5.20 (head track / dbl jamb at openings) -> A00.30 door schedule -> 10/A12.02 & 11/A12.02 (HM frame head/jamb) -> A04.01 RCP (ceiling per face) -> S2.20 (B.O.D.) -> A11.0x elevations (openings) | w1
A1-05 | 3-5/8" metal stud 362S137-33 (20ga, 33 mil) (LF) | LF | 194.5 | DERIVADO | 3/A12.01 schedule A1: STUD SIZE 3 5/8", GYPSUM BOARD 5/8", WALL THICKNESS 4 7/8", INSULATION YES; S5.20 det 7 "362S137-33 ... INTERIOR WALLS @ 16" O.C."; height = B.O.D. (S2.20) | field: x1234.44-1519.44: floor(190.00 in/16)+1 = 12 x 155.60 in; additional 3 (west end jamb post for doors 122 and 118B (+2), corner A5-02 (+1)) x 155.60 in; opening double jambs +0 (9/S5.20 "DBL JAMB STUD") x full height; cripples 0 (above RO, @16") total 0.00 LF -> total 194.50 LF | A02.01 tag -> 3/A12.01 (PARTITION TYPE A1 & A5 + schedule row A1) -> 7/S5.20 (362S137-33 @16", header schedule) -> 1F/S5.20 (1 1/2" C.R. channel @ 48") -> 2/S5.20 & 9/S5.20 (head track / dbl jamb at openings) -> A00.30 door schedule -> 10/A12.02 & 11/A12.02 (HM frame head/jamb) -> A04.01 RCP (ceiling per face) -> S2.20 (B.O.D.) -> A11.0x elevations (openings) | w1
A1-05 | bottom track 362T125-33 3-5/8" (20ga) (LF) | LF | 15.83 | DERIVADO | 3/A12.01 schedule A1: STUD SIZE 3 5/8", GYPSUM BOARD 5/8", WALL THICKNESS 4 7/8", INSULATION YES; S5.20 det 7 "362S137-33 ... INTERIOR WALLS @ 16" O.C." | wall length minus door openings = 15.83 ft | A02.01 tag -> 3/A12.01 (PARTITION TYPE A1 & A5 + schedule row A1) -> 7/S5.20 (362S137-33 @16", header schedule) -> 1F/S5.20 (1 1/2" C.R. channel @ 48") -> 2/S5.20 & 9/S5.20 (head track / dbl jamb at openings) -> A00.30 door schedule -> 10/A12.02 & 11/A12.02 (HM frame head/jamb) -> A04.01 RCP (ceiling per face) -> S2.20 (B.O.D.) -> A11.0x elevations (openings) | w1
A1-05 | top deflection slip track 362T200-33 3-5/8" (20ga) (LF) | LF | 15.83 | DERIVADO | 3/A12.01 "CONTINUOUS SLIP TRACK" at underside of structure; S1.11 note 2 deflection at non-load-bearing walls | continuous over openings: 15.83 + 0.00 = 15.83 ft | A02.01 tag -> 3/A12.01 (PARTITION TYPE A1 & A5 + schedule row A1) -> 7/S5.20 (362S137-33 @16", header schedule) -> 1F/S5.20 (1 1/2" C.R. channel @ 48") -> 2/S5.20 & 9/S5.20 (head track / dbl jamb at openings) -> A00.30 door schedule -> 10/A12.02 & 11/A12.02 (HM frame head/jamb) -> A04.01 RCP (ceiling per face) -> S2.20 (B.O.D.) -> A11.0x elevations (openings) | w1
A1-05 | bracing C.R. channel 1-1/2" @ 48" O.C. (LF) | LF | 47.5 | DERIVADO | 1F/S5.20 "1 1/2" C.R. CHANNEL @ 48" O.C." (continuous bridging) | rows at [48, 96, 144] in AFF; each row = solid length 15.83 ft + openings only where row is above RO head | A02.01 tag -> 3/A12.01 (PARTITION TYPE A1 & A5 + schedule row A1) -> 7/S5.20 (362S137-33 @16", header schedule) -> 1F/S5.20 (1 1/2" C.R. channel @ 48") -> 2/S5.20 & 9/S5.20 (head track / dbl jamb at openings) -> A00.30 door schedule -> 10/A12.02 & 11/A12.02 (HM frame head/jamb) -> A04.01 RCP (ceiling per face) -> S2.20 (B.O.D.) -> A11.0x elevations (openings) | w1
A1-05 | 5/8" gypsum board regular - face N (SF) | SF | 142.5 | DERIVADO | 3/A12.01 schedule A1: STUD SIZE 3 5/8", GYPSUM BOARD 5/8", WALL THICKNESS 4 7/8", INSULATION YES; A04.01 RCP per room | N (CALLING CUBES 122) x1234.44-1519.44: 15.83 ft x 9.00 ft | A02.01 tag -> 3/A12.01 (PARTITION TYPE A1 & A5 + schedule row A1) -> 7/S5.20 (362S137-33 @16", header schedule) -> 1F/S5.20 (1 1/2" C.R. channel @ 48") -> 2/S5.20 & 9/S5.20 (head track / dbl jamb at openings) -> A00.30 door schedule -> 10/A12.02 & 11/A12.02 (HM frame head/jamb) -> A04.01 RCP (ceiling per face) -> S2.20 (B.O.D.) -> A11.0x elevations (openings) | w1
A1-05 | 5/8" gypsum board regular - face S (SF) | SF | 142.5 | DERIVADO | 3/A12.01 schedule A1: STUD SIZE 3 5/8", GYPSUM BOARD 5/8", WALL THICKNESS 4 7/8", INSULATION YES; A04.01 RCP per room | S (BREAK ROOM 118) x1234.44-1519.44: 15.83 ft x 9.00 ft | A02.01 tag -> 3/A12.01 (PARTITION TYPE A1 & A5 + schedule row A1) -> 7/S5.20 (362S137-33 @16", header schedule) -> 1F/S5.20 (1 1/2" C.R. channel @ 48") -> 2/S5.20 & 9/S5.20 (head track / dbl jamb at openings) -> A00.30 door schedule -> 10/A12.02 & 11/A12.02 (HM frame head/jamb) -> A04.01 RCP (ceiling per face) -> S2.20 (B.O.D.) -> A11.0x elevations (openings) | w1
A1-05 | batt insulation 3-1/2" (for 3-5/8" stud cavity) (SF) | SF | 142.5 | DERIVADO | 3/A12.01 schedule A1: STUD SIZE 3 5/8", GYPSUM BOARD 5/8", WALL THICKNESS 4 7/8", INSULATION YES INSULATION "YES" / "BATT INSULATION" | cavity height = highest boarded face per segment (B, A1K: to structure); openings net, bands kept | A02.01 tag -> 3/A12.01 (PARTITION TYPE A1 & A5 + schedule row A1) -> 7/S5.20 (362S137-33 @16", header schedule) -> 1F/S5.20 (1 1/2" C.R. channel @ 48") -> 2/S5.20 & 9/S5.20 (head track / dbl jamb at openings) -> A00.30 door schedule -> 10/A12.02 & 11/A12.02 (HM frame head/jamb) -> A04.01 RCP (ceiling per face) -> S2.20 (B.O.D.) -> A11.0x elevations (openings) | w1
A1-05 | acoustical sealant continuous (LF) | LF | 31.67 | DERIVADO | 3/A12.01 "CONT ACOUS SEALANT" at bottom both sides | 2 x 15.83 (bottom) | A02.01 tag -> 3/A12.01 (PARTITION TYPE A1 & A5 + schedule row A1) -> 7/S5.20 (362S137-33 @16", header schedule) -> 1F/S5.20 (1 1/2" C.R. channel @ 48") -> 2/S5.20 & 9/S5.20 (head track / dbl jamb at openings) -> A00.30 door schedule -> 10/A12.02 & 11/A12.02 (HM frame head/jamb) -> A04.01 RCP (ceiling per face) -> S2.20 (B.O.D.) -> A11.0x elevations (openings) | w1
A1-06 | 3-5/8" metal stud 362S137-33 (20ga, 33 mil) (LF) | LF | 87.1 | DERIVADO | 3/A12.01 schedule A1: STUD SIZE 3 5/8", GYPSUM BOARD 5/8", WALL THICKNESS 4 7/8", INSULATION YES; S5.20 det 7 "362S137-33 ... INTERIOR WALLS @ 16" O.C."; height = B.O.D. (S2.20) | field: vertical y1324.08-1362.60: floor(25.68 in/16)+1 = 2 x 155.29 in; horizontal x1530.24-1553.64: floor(15.60 in/16)+1 = 1 x 155.07 in; additional 1 (corner of L (+1)) x 155.29 in; opening double jambs +2 (9/S5.20 "DBL JAMB STUD") x full height; cripples 2 (above RO, @16") total 9.51 LF -> total 87.10 LF | A02.01 tag -> 3/A12.01 (PARTITION TYPE A1 & A5 + schedule row A1) -> 7/S5.20 (362S137-33 @16", header schedule) -> 1F/S5.20 (1 1/2" C.R. channel @ 48") -> 2/S5.20 & 9/S5.20 (head track / dbl jamb at openings) -> A00.30 door schedule -> 10/A12.02 & 11/A12.02 (HM frame head/jamb) -> A04.01 RCP (ceiling per face) -> S2.20 (B.O.D.) -> A11.0x elevations (openings) | w1
A1-06 | bottom track 362T125-33 3-5/8" (20ga) (LF) | LF | 3.44 | DERIVADO | 3/A12.01 schedule A1: STUD SIZE 3 5/8", GYPSUM BOARD 5/8", WALL THICKNESS 4 7/8", INSULATION YES; S5.20 det 7 "362S137-33 ... INTERIOR WALLS @ 16" O.C." | wall length minus door openings = 3.44 ft | A02.01 tag -> 3/A12.01 (PARTITION TYPE A1 & A5 + schedule row A1) -> 7/S5.20 (362S137-33 @16", header schedule) -> 1F/S5.20 (1 1/2" C.R. channel @ 48") -> 2/S5.20 & 9/S5.20 (head track / dbl jamb at openings) -> A00.30 door schedule -> 10/A12.02 & 11/A12.02 (HM frame head/jamb) -> A04.01 RCP (ceiling per face) -> S2.20 (B.O.D.) -> A11.0x elevations (openings) | w1
A1-06 | top deflection slip track 362T200-33 3-5/8" (20ga) (LF) | LF | 6.77 | DERIVADO | 3/A12.01 "CONTINUOUS SLIP TRACK" at underside of structure; S1.11 note 2 deflection at non-load-bearing walls | continuous over openings: 3.44 + 3.33 = 6.77 ft | A02.01 tag -> 3/A12.01 (PARTITION TYPE A1 & A5 + schedule row A1) -> 7/S5.20 (362S137-33 @16", header schedule) -> 1F/S5.20 (1 1/2" C.R. channel @ 48") -> 2/S5.20 & 9/S5.20 (head track / dbl jamb at openings) -> A00.30 door schedule -> 10/A12.02 & 11/A12.02 (HM frame head/jamb) -> A04.01 RCP (ceiling per face) -> S2.20 (B.O.D.) -> A11.0x elevations (openings) | w1
A1-06 | header / box beam single track 362T125-43 (18 GA) 3-5/8" at door 118A (LF) | LF | 3.83 | DERIVADO | 7/S5.20 HEADER SCHEDULE "ALL FLOORS / NON LOAD BRG / INTERIOR / 3'-4" / SINGLE TRACK 18 GAUGE"; 2/S5.20 head track cut & bent to jambs; 10/A12.02 head @ HM frame | RO 40.00 in (vector) + 2 x 3" tabs = 3.83 ft | A02.01 tag -> 3/A12.01 (PARTITION TYPE A1 & A5 + schedule row A1) -> 7/S5.20 (362S137-33 @16", header schedule) -> 1F/S5.20 (1 1/2" C.R. channel @ 48") -> 2/S5.20 & 9/S5.20 (head track / dbl jamb at openings) -> A00.30 door schedule -> 10/A12.02 & 11/A12.02 (HM frame head/jamb) -> A04.01 RCP (ceiling per face) -> S2.20 (B.O.D.) -> A11.0x elevations (openings) | w1
A1-06 | bracing C.R. channel 1-1/2" @ 48" O.C. (LF) | LF | 13.65 | DERIVADO | 1F/S5.20 "1 1/2" C.R. CHANNEL @ 48" O.C." (continuous bridging) | rows at [48, 96, 144] in AFF; each row = solid length 3.44 ft + openings only where row is above RO head | A02.01 tag -> 3/A12.01 (PARTITION TYPE A1 & A5 + schedule row A1) -> 7/S5.20 (362S137-33 @16", header schedule) -> 1F/S5.20 (1 1/2" C.R. channel @ 48") -> 2/S5.20 & 9/S5.20 (head track / dbl jamb at openings) -> A00.30 door schedule -> 10/A12.02 & 11/A12.02 (HM frame head/jamb) -> A04.01 RCP (ceiling per face) -> S2.20 (B.O.D.) -> A11.0x elevations (openings) | w1
A1-06 | 5/8" gypsum board regular - face side 1 (SF) | SF | 33.74 | DERIVADO | 3/A12.01 schedule A1: STUD SIZE 3 5/8", GYPSUM BOARD 5/8", WALL THICKNESS 4 7/8", INSULATION YES; A04.01 RCP per room | side 1 (BREAK ROOM 118) vertical y1324.08-1362.60: 2.14 ft x 9.00 ft; side 1 (BREAK ROOM 118) horizontal x1530.24-1553.64: 1.30 ft x 9.00 ft; band above door 118A: 3.33 ft x (108.00 - 98)/12 = 2.78 SF (below band = 0, door to floor; net opening deducted) | A02.01 tag -> 3/A12.01 (PARTITION TYPE A1 & A5 + schedule row A1) -> 7/S5.20 (362S137-33 @16", header schedule) -> 1F/S5.20 (1 1/2" C.R. channel @ 48") -> 2/S5.20 & 9/S5.20 (head track / dbl jamb at openings) -> A00.30 door schedule -> 10/A12.02 & 11/A12.02 (HM frame head/jamb) -> A04.01 RCP (ceiling per face) -> S2.20 (B.O.D.) -> A11.0x elevations (openings) | w1
A1-06 | 5/8" gypsum board regular - face side 2 (SF) | SF | 37.12 | DERIVADO | 3/A12.01 schedule A1: STUD SIZE 3 5/8", GYPSUM BOARD 5/8", WALL THICKNESS 4 7/8", INSULATION YES; A04.01 RCP per room | side 2 (customer area) vertical y1324.08-1362.60: 2.14 ft x 9.50 ft; side 2 (customer area) horizontal x1530.24-1553.64: 1.30 ft x 9.50 ft; band above door 118A: 3.33 ft x (114.00 - 98)/12 = 4.44 SF (below band = 0, door to floor; net opening deducted) | A02.01 tag -> 3/A12.01 (PARTITION TYPE A1 & A5 + schedule row A1) -> 7/S5.20 (362S137-33 @16", header schedule) -> 1F/S5.20 (1 1/2" C.R. channel @ 48") -> 2/S5.20 & 9/S5.20 (head track / dbl jamb at openings) -> A00.30 door schedule -> 10/A12.02 & 11/A12.02 (HM frame head/jamb) -> A04.01 RCP (ceiling per face) -> S2.20 (B.O.D.) -> A11.0x elevations (openings) | w1
A1-06 | batt insulation 3-1/2" (for 3-5/8" stud cavity) (SF) | SF | 37.12 | DERIVADO | 3/A12.01 schedule A1: STUD SIZE 3 5/8", GYPSUM BOARD 5/8", WALL THICKNESS 4 7/8", INSULATION YES INSULATION "YES" / "BATT INSULATION" | cavity height = highest boarded face per segment (B, A1K: to structure); openings net, bands kept | A02.01 tag -> 3/A12.01 (PARTITION TYPE A1 & A5 + schedule row A1) -> 7/S5.20 (362S137-33 @16", header schedule) -> 1F/S5.20 (1 1/2" C.R. channel @ 48") -> 2/S5.20 & 9/S5.20 (head track / dbl jamb at openings) -> A00.30 door schedule -> 10/A12.02 & 11/A12.02 (HM frame head/jamb) -> A04.01 RCP (ceiling per face) -> S2.20 (B.O.D.) -> A11.0x elevations (openings) | w1
A1-06 | acoustical sealant continuous (LF) | LF | 6.88 | DERIVADO | 3/A12.01 "CONT ACOUS SEALANT" at bottom both sides | 2 x 3.44 (bottom) | A02.01 tag -> 3/A12.01 (PARTITION TYPE A1 & A5 + schedule row A1) -> 7/S5.20 (362S137-33 @16", header schedule) -> 1F/S5.20 (1 1/2" C.R. channel @ 48") -> 2/S5.20 & 9/S5.20 (head track / dbl jamb at openings) -> A00.30 door schedule -> 10/A12.02 & 11/A12.02 (HM frame head/jamb) -> A04.01 RCP (ceiling per face) -> S2.20 (B.O.D.) -> A11.0x elevations (openings) | w1
A1-07 | 3-5/8" metal stud 362S137-33 (20ga, 33 mil) (LF) | LF | 279.79 | DERIVADO | 3/A12.01 schedule A1: STUD SIZE 3 5/8", GYPSUM BOARD 5/8", WALL THICKNESS 4 7/8", INSULATION YES; S5.20 det 7 "362S137-33 ... INTERIOR WALLS @ 16" O.C."; height = B.O.D. (S2.20) | field: y1386.36-1438.80: floor(34.96 in/16)+1 = 3 x 154.34 in; y1438.80-1693.44: floor(169.76 in/16)+1 = 11 x 152.22 in; additional 5 (T from B-01 (+2), T from B-02 (+2), end at exterior wall (+1)) x 154.34 in; opening double jambs +2 (9/S5.20 "DBL JAMB STUD") x full height; cripples 2 (above RO, @16") total 11.51 LF -> total 279.78 LF | A02.01 tag -> 3/A12.01 (PARTITION TYPE A1 & A5 + schedule row A1) -> 7/S5.20 (362S137-33 @16", header schedule) -> 1F/S5.20 (1 1/2" C.R. channel @ 48") -> 2/S5.20 & 9/S5.20 (head track / dbl jamb at openings) -> A00.30 door schedule -> 10/A12.02 & 11/A12.02 (HM frame head/jamb) -> A04.01 RCP (ceiling per face) -> S2.20 (B.O.D.) -> A11.0x elevations (openings) | w1
A1-07 | bottom track 362T125-33 3-5/8" (20ga) (LF) | LF | 17.06 | DERIVADO | 3/A12.01 schedule A1: STUD SIZE 3 5/8", GYPSUM BOARD 5/8", WALL THICKNESS 4 7/8", INSULATION YES; S5.20 det 7 "362S137-33 ... INTERIOR WALLS @ 16" O.C." | wall length minus door openings = 17.06 ft | A02.01 tag -> 3/A12.01 (PARTITION TYPE A1 & A5 + schedule row A1) -> 7/S5.20 (362S137-33 @16", header schedule) -> 1F/S5.20 (1 1/2" C.R. channel @ 48") -> 2/S5.20 & 9/S5.20 (head track / dbl jamb at openings) -> A00.30 door schedule -> 10/A12.02 & 11/A12.02 (HM frame head/jamb) -> A04.01 RCP (ceiling per face) -> S2.20 (B.O.D.) -> A11.0x elevations (openings) | w1
A1-07 | top deflection slip track 362T200-33 3-5/8" (20ga) (LF) | LF | 20.08 | DERIVADO | 3/A12.01 "CONTINUOUS SLIP TRACK" at underside of structure; S1.11 note 2 deflection at non-load-bearing walls | continuous over openings: 17.06 + 3.02 = 20.08 ft | A02.01 tag -> 3/A12.01 (PARTITION TYPE A1 & A5 + schedule row A1) -> 7/S5.20 (362S137-33 @16", header schedule) -> 1F/S5.20 (1 1/2" C.R. channel @ 48") -> 2/S5.20 & 9/S5.20 (head track / dbl jamb at openings) -> A00.30 door schedule -> 10/A12.02 & 11/A12.02 (HM frame head/jamb) -> A04.01 RCP (ceiling per face) -> S2.20 (B.O.D.) -> A11.0x elevations (openings) | w1
A1-07 | header / box beam single track 362T125-43 (18 GA) 3-5/8" at door 118B (LF) | LF | 3.52 | DERIVADO | 7/S5.20 HEADER SCHEDULE "ALL FLOORS / NON LOAD BRG / INTERIOR / 3'-4" / SINGLE TRACK 18 GAUGE"; 2/S5.20 head track cut & bent to jambs; 10/A12.02 head @ HM frame | RO 36.24 in (vector) + 2 x 3" tabs = 3.52 ft | A02.01 tag -> 3/A12.01 (PARTITION TYPE A1 & A5 + schedule row A1) -> 7/S5.20 (362S137-33 @16", header schedule) -> 1F/S5.20 (1 1/2" C.R. channel @ 48") -> 2/S5.20 & 9/S5.20 (head track / dbl jamb at openings) -> A00.30 door schedule -> 10/A12.02 & 11/A12.02 (HM frame head/jamb) -> A04.01 RCP (ceiling per face) -> S2.20 (B.O.D.) -> A11.0x elevations (openings) | w1
A1-07 | bracing C.R. channel 1-1/2" @ 48" O.C. (LF) | LF | 57.22 | DERIVADO | 1F/S5.20 "1 1/2" C.R. CHANNEL @ 48" O.C." (continuous bridging) | rows at [48, 96, 144] in AFF; each row = solid length 17.06 ft + openings only where row is above RO head | A02.01 tag -> 3/A12.01 (PARTITION TYPE A1 & A5 + schedule row A1) -> 7/S5.20 (362S137-33 @16", header schedule) -> 1F/S5.20 (1 1/2" C.R. channel @ 48") -> 2/S5.20 & 9/S5.20 (head track / dbl jamb at openings) -> A00.30 door schedule -> 10/A12.02 & 11/A12.02 (HM frame head/jamb) -> A04.01 RCP (ceiling per face) -> S2.20 (B.O.D.) -> A11.0x elevations (openings) | w1
A1-07 | 5/8" gypsum board regular - face W (SF) | SF | 159.08 | DERIVADO | 3/A12.01 schedule A1: STUD SIZE 3 5/8", GYPSUM BOARD 5/8", WALL THICKNESS 4 7/8", INSULATION YES; A04.01 RCP per room | W (CORRIDOR 111) y1386.36-1438.80: 2.91 ft x 9.00 ft; W (CORRIDOR 111) y1438.80-1693.44: 14.15 ft x 9.00 ft; band above door 118B: 3.02 ft x (108.00 - 86)/12 = 5.54 SF (below band = 0, door to floor; net opening deducted) | A02.01 tag -> 3/A12.01 (PARTITION TYPE A1 & A5 + schedule row A1) -> 7/S5.20 (362S137-33 @16", header schedule) -> 1F/S5.20 (1 1/2" C.R. channel @ 48") -> 2/S5.20 & 9/S5.20 (head track / dbl jamb at openings) -> A00.30 door schedule -> 10/A12.02 & 11/A12.02 (HM frame head/jamb) -> A04.01 RCP (ceiling per face) -> S2.20 (B.O.D.) -> A11.0x elevations (openings) | w1
A1-07 | 5/8" gypsum board regular - face E (SF) | SF | 211.21 | DERIVADO | 3/A12.01 schedule A1: STUD SIZE 3 5/8", GYPSUM BOARD 5/8", WALL THICKNESS 4 7/8", INSULATION YES; A04.01 RCP per room | E (BREAK ROOM 118 / FEC-2 alcove) y1386.36-1438.80: 2.91 ft x 9.00 ft; E (ELECTRICAL 120 / NER 121, open to structure kn.1) y1438.80-1693.44: 14.15 ft x 12.69 ft; band above door 118B: 3.02 ft x (108.00 - 86)/12 = 5.54 SF (below band = 0, door to floor; net opening deducted) | A02.01 tag -> 3/A12.01 (PARTITION TYPE A1 & A5 + schedule row A1) -> 7/S5.20 (362S137-33 @16", header schedule) -> 1F/S5.20 (1 1/2" C.R. channel @ 48") -> 2/S5.20 & 9/S5.20 (head track / dbl jamb at openings) -> A00.30 door schedule -> 10/A12.02 & 11/A12.02 (HM frame head/jamb) -> A04.01 RCP (ceiling per face) -> S2.20 (B.O.D.) -> A11.0x elevations (openings) | w1
A1-07 | batt insulation 3-1/2" (for 3-5/8" stud cavity) (SF) | SF | 211.21 | DERIVADO | 3/A12.01 schedule A1: STUD SIZE 3 5/8", GYPSUM BOARD 5/8", WALL THICKNESS 4 7/8", INSULATION YES INSULATION "YES" / "BATT INSULATION" | cavity height = highest boarded face per segment (B, A1K: to structure); openings net, bands kept | A02.01 tag -> 3/A12.01 (PARTITION TYPE A1 & A5 + schedule row A1) -> 7/S5.20 (362S137-33 @16", header schedule) -> 1F/S5.20 (1 1/2" C.R. channel @ 48") -> 2/S5.20 & 9/S5.20 (head track / dbl jamb at openings) -> A00.30 door schedule -> 10/A12.02 & 11/A12.02 (HM frame head/jamb) -> A04.01 RCP (ceiling per face) -> S2.20 (B.O.D.) -> A11.0x elevations (openings) | w1
A1-07 | acoustical sealant continuous (LF) | LF | 34.12 | DERIVADO | 3/A12.01 "CONT ACOUS SEALANT" at bottom both sides | 2 x 17.06 (bottom) | A02.01 tag -> 3/A12.01 (PARTITION TYPE A1 & A5 + schedule row A1) -> 7/S5.20 (362S137-33 @16", header schedule) -> 1F/S5.20 (1 1/2" C.R. channel @ 48") -> 2/S5.20 & 9/S5.20 (head track / dbl jamb at openings) -> A00.30 door schedule -> 10/A12.02 & 11/A12.02 (HM frame head/jamb) -> A04.01 RCP (ceiling per face) -> S2.20 (B.O.D.) -> A11.0x elevations (openings) | w1
A1-08 | 3-5/8" metal stud 362S137-33 (20ga, 33 mil) (LF) | LF | 102.17 | DERIVADO | 3/A12.01 schedule A1: STUD SIZE 3 5/8", GYPSUM BOARD 5/8", WALL THICKNESS 4 7/8", INSULATION YES; S5.20 det 7 "362S137-33 ... INTERIOR WALLS @ 16" O.C."; height = B.O.D. (S2.20) | field: x1633.08-1780.08: floor(98.00 in/16)+1 = 7 x 153.25 in; additional 1 (end against B2 wall (+1)) x 153.25 in; opening double jambs +0 (9/S5.20 "DBL JAMB STUD") x full height; cripples 0 (above RO, @16") total 0.00 LF -> total 102.17 LF | A02.01 tag -> 3/A12.01 (PARTITION TYPE A1 & A5 + schedule row A1) -> 7/S5.20 (362S137-33 @16", header schedule) -> 1F/S5.20 (1 1/2" C.R. channel @ 48") -> 2/S5.20 & 9/S5.20 (head track / dbl jamb at openings) -> A00.30 door schedule -> 10/A12.02 & 11/A12.02 (HM frame head/jamb) -> A04.01 RCP (ceiling per face) -> S2.20 (B.O.D.) -> A11.0x elevations (openings) | w1
A1-08 | bottom track 362T125-33 3-5/8" (20ga) (LF) | LF | 8.17 | DERIVADO | 3/A12.01 schedule A1: STUD SIZE 3 5/8", GYPSUM BOARD 5/8", WALL THICKNESS 4 7/8", INSULATION YES; S5.20 det 7 "362S137-33 ... INTERIOR WALLS @ 16" O.C." | wall length minus door openings = 8.17 ft | A02.01 tag -> 3/A12.01 (PARTITION TYPE A1 & A5 + schedule row A1) -> 7/S5.20 (362S137-33 @16", header schedule) -> 1F/S5.20 (1 1/2" C.R. channel @ 48") -> 2/S5.20 & 9/S5.20 (head track / dbl jamb at openings) -> A00.30 door schedule -> 10/A12.02 & 11/A12.02 (HM frame head/jamb) -> A04.01 RCP (ceiling per face) -> S2.20 (B.O.D.) -> A11.0x elevations (openings) | w1
A1-08 | top deflection slip track 362T200-33 3-5/8" (20ga) (LF) | LF | 8.17 | DERIVADO | 3/A12.01 "CONTINUOUS SLIP TRACK" at underside of structure; S1.11 note 2 deflection at non-load-bearing walls | continuous over openings: 8.17 + 0.00 = 8.17 ft | A02.01 tag -> 3/A12.01 (PARTITION TYPE A1 & A5 + schedule row A1) -> 7/S5.20 (362S137-33 @16", header schedule) -> 1F/S5.20 (1 1/2" C.R. channel @ 48") -> 2/S5.20 & 9/S5.20 (head track / dbl jamb at openings) -> A00.30 door schedule -> 10/A12.02 & 11/A12.02 (HM frame head/jamb) -> A04.01 RCP (ceiling per face) -> S2.20 (B.O.D.) -> A11.0x elevations (openings) | w1
A1-08 | bracing C.R. channel 1-1/2" @ 48" O.C. (LF) | LF | 24.5 | DERIVADO | 1F/S5.20 "1 1/2" C.R. CHANNEL @ 48" O.C." (continuous bridging) | rows at [48, 96, 144] in AFF; each row = solid length 8.17 ft + openings only where row is above RO head | A02.01 tag -> 3/A12.01 (PARTITION TYPE A1 & A5 + schedule row A1) -> 7/S5.20 (362S137-33 @16", header schedule) -> 1F/S5.20 (1 1/2" C.R. channel @ 48") -> 2/S5.20 & 9/S5.20 (head track / dbl jamb at openings) -> A00.30 door schedule -> 10/A12.02 & 11/A12.02 (HM frame head/jamb) -> A04.01 RCP (ceiling per face) -> S2.20 (B.O.D.) -> A11.0x elevations (openings) | w1
A1-08 | 5/8" gypsum board regular - face N (SF) | SF | 77.58 | DERIVADO | 3/A12.01 schedule A1: STUD SIZE 3 5/8", GYPSUM BOARD 5/8", WALL THICKNESS 4 7/8", INSULATION YES; A04.01 RCP per room | N (CASH WINDOW 116) x1633.08-1780.08: 8.17 ft x 9.50 ft | A02.01 tag -> 3/A12.01 (PARTITION TYPE A1 & A5 + schedule row A1) -> 7/S5.20 (362S137-33 @16", header schedule) -> 1F/S5.20 (1 1/2" C.R. channel @ 48") -> 2/S5.20 & 9/S5.20 (head track / dbl jamb at openings) -> A00.30 door schedule -> 10/A12.02 & 11/A12.02 (HM frame head/jamb) -> A04.01 RCP (ceiling per face) -> S2.20 (B.O.D.) -> A11.0x elevations (openings) | w1
A1-08 | 5/8" gypsum board regular - face S (SF) | SF | 73.5 | DERIVADO | 3/A12.01 schedule A1: STUD SIZE 3 5/8", GYPSUM BOARD 5/8", WALL THICKNESS 4 7/8", INSULATION YES; A04.01 RCP per room | S (WORK ROOM 119) x1633.08-1780.08: 8.17 ft x 9.00 ft | A02.01 tag -> 3/A12.01 (PARTITION TYPE A1 & A5 + schedule row A1) -> 7/S5.20 (362S137-33 @16", header schedule) -> 1F/S5.20 (1 1/2" C.R. channel @ 48") -> 2/S5.20 & 9/S5.20 (head track / dbl jamb at openings) -> A00.30 door schedule -> 10/A12.02 & 11/A12.02 (HM frame head/jamb) -> A04.01 RCP (ceiling per face) -> S2.20 (B.O.D.) -> A11.0x elevations (openings) | w1
A1-08 | batt insulation 3-1/2" (for 3-5/8" stud cavity) (SF) | SF | 77.58 | DERIVADO | 3/A12.01 schedule A1: STUD SIZE 3 5/8", GYPSUM BOARD 5/8", WALL THICKNESS 4 7/8", INSULATION YES INSULATION "YES" / "BATT INSULATION" | cavity height = highest boarded face per segment (B, A1K: to structure); openings net, bands kept | A02.01 tag -> 3/A12.01 (PARTITION TYPE A1 & A5 + schedule row A1) -> 7/S5.20 (362S137-33 @16", header schedule) -> 1F/S5.20 (1 1/2" C.R. channel @ 48") -> 2/S5.20 & 9/S5.20 (head track / dbl jamb at openings) -> A00.30 door schedule -> 10/A12.02 & 11/A12.02 (HM frame head/jamb) -> A04.01 RCP (ceiling per face) -> S2.20 (B.O.D.) -> A11.0x elevations (openings) | w1
A1-08 | acoustical sealant continuous (LF) | LF | 16.33 | DERIVADO | 3/A12.01 "CONT ACOUS SEALANT" at bottom both sides | 2 x 8.17 (bottom) | A02.01 tag -> 3/A12.01 (PARTITION TYPE A1 & A5 + schedule row A1) -> 7/S5.20 (362S137-33 @16", header schedule) -> 1F/S5.20 (1 1/2" C.R. channel @ 48") -> 2/S5.20 & 9/S5.20 (head track / dbl jamb at openings) -> A00.30 door schedule -> 10/A12.02 & 11/A12.02 (HM frame head/jamb) -> A04.01 RCP (ceiling per face) -> S2.20 (B.O.D.) -> A11.0x elevations (openings) | w1
A1-08 | corner bead (LF) | LF | 18.5 | DERIVADO | A02.01 end cap (free wall end) | free end cap at x1780.08: corner bead both faces 114" + 108" = 18.50 LF | A02.01 tag -> 3/A12.01 (PARTITION TYPE A1 & A5 + schedule row A1) -> 7/S5.20 (362S137-33 @16", header schedule) -> 1F/S5.20 (1 1/2" C.R. channel @ 48") -> 2/S5.20 & 9/S5.20 (head track / dbl jamb at openings) -> A00.30 door schedule -> 10/A12.02 & 11/A12.02 (HM frame head/jamb) -> A04.01 RCP (ceiling per face) -> S2.20 (B.O.D.) -> A11.0x elevations (openings) | w1
A5-03 | 6" metal stud 600S137-33 (20ga, 33 mil) (LF) | LF | 88.47 | DERIVADO | 3/A12.01 schedule A5: STUD SIZE 6", GYPSUM BOARD 5/8", WALL THICKNESS 7 1/4", INSULATION YES; S5.20 det 7 METAL STUD PROPERTIES 600S137-33 / 600T125-33 BOTTOM TRACK / 600T200-97 TOP TRACK; height = B.O.D. (S2.20) | field: y1362.60-1422.12: floor(39.68 in/16)+1 = 3 x 154.62 in; additional 1 (top junction with A1K-02 (+1)) x 154.62 in; opening double jambs +2 (9/S5.20 "DBL JAMB STUD") x full height; cripples 2 (above RO, @16") total 11.30 LF -> total 88.47 LF | A02.01 tag -> 3/A12.01 (PARTITION TYPE A1 & A5 + schedule row A5) -> 7/S5.20 (362S137-33 @16", header schedule) -> 1F/S5.20 (1 1/2" C.R. channel @ 48") -> 2/S5.20 & 9/S5.20 (head track / dbl jamb at openings) -> A00.30 door schedule -> 10/A12.02 & 11/A12.02 (HM frame head/jamb) -> A04.01 RCP (ceiling per face) -> S2.20 (B.O.D.) -> A11.0x elevations (openings) | w1
A5-03 | bottom track 600T125-33 6" (20ga) (LF) | LF | 3.31 | DERIVADO | 3/A12.01 schedule A5: STUD SIZE 6", GYPSUM BOARD 5/8", WALL THICKNESS 7 1/4", INSULATION YES; S5.20 det 7 METAL STUD PROPERTIES 600S137-33 / 600T125-33 BOTTOM TRACK / 600T200-97 TOP TRACK | wall length minus door openings = 3.31 ft | A02.01 tag -> 3/A12.01 (PARTITION TYPE A1 & A5 + schedule row A5) -> 7/S5.20 (362S137-33 @16", header schedule) -> 1F/S5.20 (1 1/2" C.R. channel @ 48") -> 2/S5.20 & 9/S5.20 (head track / dbl jamb at openings) -> A00.30 door schedule -> 10/A12.02 & 11/A12.02 (HM frame head/jamb) -> A04.01 RCP (ceiling per face) -> S2.20 (B.O.D.) -> A11.0x elevations (openings) | w1
A5-03 | top deflection slip track 600T200-97 6" (12ga, per S5.20 TOP TRACK) (LF) | LF | 6.64 | DERIVADO | 3/A12.01 "CONTINUOUS SLIP TRACK" at underside of structure; S1.11 note 2 deflection at non-load-bearing walls | continuous over openings: 3.31 + 3.33 = 6.64 ft | A02.01 tag -> 3/A12.01 (PARTITION TYPE A1 & A5 + schedule row A5) -> 7/S5.20 (362S137-33 @16", header schedule) -> 1F/S5.20 (1 1/2" C.R. channel @ 48") -> 2/S5.20 & 9/S5.20 (head track / dbl jamb at openings) -> A00.30 door schedule -> 10/A12.02 & 11/A12.02 (HM frame head/jamb) -> A04.01 RCP (ceiling per face) -> S2.20 (B.O.D.) -> A11.0x elevations (openings) | w1
A5-03 | header / box beam single track 600T125-43 (18 GA) 6" at door 116 (LF) | LF | 3.83 | DERIVADO | 7/S5.20 HEADER SCHEDULE "ALL FLOORS / NON LOAD BRG / INTERIOR / 3'-4" / SINGLE TRACK 18 GAUGE"; 2/S5.20 head track cut & bent to jambs; 10/A12.02 head @ HM frame | RO 40.00 in (vector) + 2 x 3" tabs = 3.83 ft | A02.01 tag -> 3/A12.01 (PARTITION TYPE A1 & A5 + schedule row A5) -> 7/S5.20 (362S137-33 @16", header schedule) -> 1F/S5.20 (1 1/2" C.R. channel @ 48") -> 2/S5.20 & 9/S5.20 (head track / dbl jamb at openings) -> A00.30 door schedule -> 10/A12.02 & 11/A12.02 (HM frame head/jamb) -> A04.01 RCP (ceiling per face) -> S2.20 (B.O.D.) -> A11.0x elevations (openings) | w1
A5-03 | bracing C.R. channel 1-1/2" @ 48" O.C. (LF) | LF | 16.59 | DERIVADO | 1F/S5.20 "1 1/2" C.R. CHANNEL @ 48" O.C." (continuous bridging) | rows at [48, 96, 144] in AFF; each row = solid length 3.31 ft + openings only where row is above RO head | A02.01 tag -> 3/A12.01 (PARTITION TYPE A1 & A5 + schedule row A5) -> 7/S5.20 (362S137-33 @16", header schedule) -> 1F/S5.20 (1 1/2" C.R. channel @ 48") -> 2/S5.20 & 9/S5.20 (head track / dbl jamb at openings) -> A00.30 door schedule -> 10/A12.02 & 11/A12.02 (HM frame head/jamb) -> A04.01 RCP (ceiling per face) -> S2.20 (B.O.D.) -> A11.0x elevations (openings) | w1
A5-03 | 5/8" gypsum board regular - face W (SF) | SF | 35.87 | DERIVADO | 3/A12.01 schedule A5: STUD SIZE 6", GYPSUM BOARD 5/8", WALL THICKNESS 7 1/4", INSULATION YES; A04.01 RCP per room | W (BREAK ROOM 118) y1362.60-1422.12: 3.31 ft x 9.00 ft; band above door 116: 3.33 ft x (108.00 - 86)/12 = 6.11 SF (below band = 0, door to floor; net opening deducted) | A02.01 tag -> 3/A12.01 (PARTITION TYPE A1 & A5 + schedule row A5) -> 7/S5.20 (362S137-33 @16", header schedule) -> 1F/S5.20 (1 1/2" C.R. channel @ 48") -> 2/S5.20 & 9/S5.20 (head track / dbl jamb at openings) -> A00.30 door schedule -> 10/A12.02 & 11/A12.02 (HM frame head/jamb) -> A04.01 RCP (ceiling per face) -> S2.20 (B.O.D.) -> A11.0x elevations (openings) | w1
A5-03 | 5/8" gypsum board regular - face E (SF) | SF | 39.19 | DERIVADO | 3/A12.01 schedule A5: STUD SIZE 6", GYPSUM BOARD 5/8", WALL THICKNESS 7 1/4", INSULATION YES; A04.01 RCP per room | E (FUTURE FCAM / CASH WINDOW 116) y1362.60-1422.12: 3.31 ft x 9.50 ft; band above door 116: 3.33 ft x (114.00 - 86)/12 = 7.78 SF (below band = 0, door to floor; net opening deducted) | A02.01 tag -> 3/A12.01 (PARTITION TYPE A1 & A5 + schedule row A5) -> 7/S5.20 (362S137-33 @16", header schedule) -> 1F/S5.20 (1 1/2" C.R. channel @ 48") -> 2/S5.20 & 9/S5.20 (head track / dbl jamb at openings) -> A00.30 door schedule -> 10/A12.02 & 11/A12.02 (HM frame head/jamb) -> A04.01 RCP (ceiling per face) -> S2.20 (B.O.D.) -> A11.0x elevations (openings) | w1
A5-03 | batt insulation 6" (for 6" stud cavity) (SF) | SF | 39.19 | DERIVADO | 3/A12.01 schedule A5: STUD SIZE 6", GYPSUM BOARD 5/8", WALL THICKNESS 7 1/4", INSULATION YES INSULATION "YES" / "BATT INSULATION" | cavity height = highest boarded face per segment (B, A1K: to structure); openings net, bands kept | A02.01 tag -> 3/A12.01 (PARTITION TYPE A1 & A5 + schedule row A5) -> 7/S5.20 (362S137-33 @16", header schedule) -> 1F/S5.20 (1 1/2" C.R. channel @ 48") -> 2/S5.20 & 9/S5.20 (head track / dbl jamb at openings) -> A00.30 door schedule -> 10/A12.02 & 11/A12.02 (HM frame head/jamb) -> A04.01 RCP (ceiling per face) -> S2.20 (B.O.D.) -> A11.0x elevations (openings) | w1
A5-03 | acoustical sealant continuous (LF) | LF | 6.61 | DERIVADO | 3/A12.01 "CONT ACOUS SEALANT" at bottom both sides | 2 x 3.31 (bottom) | A02.01 tag -> 3/A12.01 (PARTITION TYPE A1 & A5 + schedule row A5) -> 7/S5.20 (362S137-33 @16", header schedule) -> 1F/S5.20 (1 1/2" C.R. channel @ 48") -> 2/S5.20 & 9/S5.20 (head track / dbl jamb at openings) -> A00.30 door schedule -> 10/A12.02 & 11/A12.02 (HM frame head/jamb) -> A04.01 RCP (ceiling per face) -> S2.20 (B.O.D.) -> A11.0x elevations (openings) | w1
A1K-01 | 3-5/8" metal stud 362S137-68 (14ga, 68 mil) (LF) | LF | PENDING | PENDIENTE | 4/A12.01 schedule A1K: STUD SIZE 3 5/8", GYPSUM BOARD 5/8", WALL THICKNESS 5 1/4", INSULATION YES; WALL CONSTRUCTION SHALL INCLUDE: 5/8" GYP BD OVER FIBERGLASS PANEL; 3/8" UL752 LISTED LEVEL-2 FIBERGLASS ... TO A HEIGHT OF 8'-0". PROVIDE 3/8" GYP. BD. FROM 8'-0" TO UNDERSIDE OF STRUCTURE ABOVE; 14 GA. METAL STUDS @ 24" O.C. MAX; 5/8" GYP. BD.; APPROPRIATE METAL TRIM AND CASING BEADS; height = B.O.D. (S2.20) | field: x1653.96-1715.40: floor(40.96 in/24)+1 = 2 x 184.50 in; additional 0 () x 184.50 in; opening double jambs +0 (9/S5.20 "DBL JAMB STUD") x full height; cripples 0 (above RO, @24") total 0.00 LF -> total 30.75 LF | A02.01 tag -> 4/A12.01 (PARTITION TYPE A1K & A5K + schedule row A1K + WALL CONSTRUCTION SHALL INCLUDE) -> 7/S5.20 (362S137-33 @16", header schedule) -> 1F/S5.20 (1 1/2" C.R. channel @ 48") -> 2/S5.20 & 9/S5.20 (head track / dbl jamb at openings) -> A00.30 door schedule -> 10/A12.02 & 11/A12.02 (HM frame head/jamb) -> A04.01 RCP (ceiling per face) -> S2.20 (B.O.D.) -> A11.0x elevations (openings) | w1
A1K-01 | bottom track 362T125-68 3-5/8" (14ga) (LF) | LF | 3.41 | DERIVADO | 4/A12.01 schedule A1K: STUD SIZE 3 5/8", GYPSUM BOARD 5/8", WALL THICKNESS 5 1/4", INSULATION YES; WALL CONSTRUCTION SHALL INCLUDE: 5/8" GYP BD OVER FIBERGLASS PANEL; 3/8" UL752 LISTED LEVEL-2 FIBERGLASS ... TO A HEIGHT OF 8'-0". PROVIDE 3/8" GYP. BD. FROM 8'-0" TO UNDERSIDE OF STRUCTURE ABOVE; 14 GA. METAL STUDS @ 24" O.C. MAX; 5/8" GYP. BD.; APPROPRIATE METAL TRIM AND CASING BEADS | wall length minus door openings = 3.41 ft | A02.01 tag -> 4/A12.01 (PARTITION TYPE A1K & A5K + schedule row A1K + WALL CONSTRUCTION SHALL INCLUDE) -> 7/S5.20 (362S137-33 @16", header schedule) -> 1F/S5.20 (1 1/2" C.R. channel @ 48") -> 2/S5.20 & 9/S5.20 (head track / dbl jamb at openings) -> A00.30 door schedule -> 10/A12.02 & 11/A12.02 (HM frame head/jamb) -> A04.01 RCP (ceiling per face) -> S2.20 (B.O.D.) -> A11.0x elevations (openings) | w1
A1K-01 | top deflection slip track 362T200-68 3-5/8" (14ga) (LF) | LF | 3.41 | DERIVADO | 4/A12.01 "CONTINUOUS SLIP TRACK" at underside of structure; S1.11 note 2 deflection at non-load-bearing walls | continuous over openings: 3.41 + 0.00 = 3.41 ft | A02.01 tag -> 4/A12.01 (PARTITION TYPE A1K & A5K + schedule row A1K + WALL CONSTRUCTION SHALL INCLUDE) -> 7/S5.20 (362S137-33 @16", header schedule) -> 1F/S5.20 (1 1/2" C.R. channel @ 48") -> 2/S5.20 & 9/S5.20 (head track / dbl jamb at openings) -> A00.30 door schedule -> 10/A12.02 & 11/A12.02 (HM frame head/jamb) -> A04.01 RCP (ceiling per face) -> S2.20 (B.O.D.) -> A11.0x elevations (openings) | w1
A1K-01 | bracing C.R. channel 1-1/2" @ 48" O.C. (LF) | LF | 10.24 | DERIVADO | 1F/S5.20 "1 1/2" C.R. CHANNEL @ 48" O.C." (continuous bridging) | rows at [48, 96, 144] in AFF; each row = solid length 3.41 ft + openings only where row is above RO head | A02.01 tag -> 4/A12.01 (PARTITION TYPE A1K & A5K + schedule row A1K + WALL CONSTRUCTION SHALL INCLUDE) -> 7/S5.20 (362S137-33 @16", header schedule) -> 1F/S5.20 (1 1/2" C.R. channel @ 48") -> 2/S5.20 & 9/S5.20 (head track / dbl jamb at openings) -> A00.30 door schedule -> 10/A12.02 & 11/A12.02 (HM frame head/jamb) -> A04.01 RCP (ceiling per face) -> S2.20 (B.O.D.) -> A11.0x elevations (openings) | w1
A1K-01 | 5/8" gypsum board regular - teller side to underside of structure (SF) | SF | PENDING | PENDIENTE | 4/A12.01 "5/8" GYP. BD." teller side to UNDERSIDE OF STRUCTURE ABOVE | sum L x B.O.D. height | A02.01 tag -> 4/A12.01 (PARTITION TYPE A1K & A5K + schedule row A1K + WALL CONSTRUCTION SHALL INCLUDE) -> 7/S5.20 (362S137-33 @16", header schedule) -> 1F/S5.20 (1 1/2" C.R. channel @ 48") -> 2/S5.20 & 9/S5.20 (head track / dbl jamb at openings) -> A00.30 door schedule -> 10/A12.02 & 11/A12.02 (HM frame head/jamb) -> A04.01 RCP (ceiling per face) -> S2.20 (B.O.D.) -> A11.0x elevations (openings) | w1
A1K-01 | 5/8" gypsum board regular - customer side over ballistic, to underside of structure (SF) | SF | PENDING | PENDIENTE | 4/A12.01 "5/8" GYP. BD. OVER FIBERGLASS PANEL" | sum L x B.O.D. height | A02.01 tag -> 4/A12.01 (PARTITION TYPE A1K & A5K + schedule row A1K + WALL CONSTRUCTION SHALL INCLUDE) -> 7/S5.20 (362S137-33 @16", header schedule) -> 1F/S5.20 (1 1/2" C.R. channel @ 48") -> 2/S5.20 & 9/S5.20 (head track / dbl jamb at openings) -> A00.30 door schedule -> 10/A12.02 & 11/A12.02 (HM frame head/jamb) -> A04.01 RCP (ceiling per face) -> S2.20 (B.O.D.) -> A11.0x elevations (openings) | w1
A1K-01 | ballistic panel 3/8" UL752 level 2 fiberglass (SF) | SF | 27.31 | DERIVADO | 4/A12.01 "3/8" UL752 LISTED LEVEL-2 FIBERGLASS (BULLET RESISTANT, NIJ TYPE II) TO A HEIGHT OF 8'-0"" | 3.41 ft x 8.0 ft | A02.01 tag -> 4/A12.01 (PARTITION TYPE A1K & A5K + schedule row A1K + WALL CONSTRUCTION SHALL INCLUDE) -> 7/S5.20 (362S137-33 @16", header schedule) -> 1F/S5.20 (1 1/2" C.R. channel @ 48") -> 2/S5.20 & 9/S5.20 (head track / dbl jamb at openings) -> A00.30 door schedule -> 10/A12.02 & 11/A12.02 (HM frame head/jamb) -> A04.01 RCP (ceiling per face) -> S2.20 (B.O.D.) -> A11.0x elevations (openings) | w1
A1K-01 | 3/8" gyp board customer side from 8'-0" to underside of structure (SF) | SF | PENDING | PENDIENTE | 4/A12.01 "PROVIDE 3/8" GYP. BD. FROM 8'-0" TO UNDERSIDE OF STRUCTURE ABOVE" | sum L x (B.O.D. - 96 in) | A02.01 tag -> 4/A12.01 (PARTITION TYPE A1K & A5K + schedule row A1K + WALL CONSTRUCTION SHALL INCLUDE) -> 7/S5.20 (362S137-33 @16", header schedule) -> 1F/S5.20 (1 1/2" C.R. channel @ 48") -> 2/S5.20 & 9/S5.20 (head track / dbl jamb at openings) -> A00.30 door schedule -> 10/A12.02 & 11/A12.02 (HM frame head/jamb) -> A04.01 RCP (ceiling per face) -> S2.20 (B.O.D.) -> A11.0x elevations (openings) | w1
A1K-01 | batt insulation 3-1/2" (for 3-5/8" stud cavity) (SF) | SF | 52.48 | DERIVADO | 4/A12.01 schedule A1K: STUD SIZE 3 5/8", GYPSUM BOARD 5/8", WALL THICKNESS 5 1/4", INSULATION YES INSULATION "YES" / "BATT INSULATION" | cavity height = highest boarded face per segment (B, A1K: to structure); openings net, bands kept | A02.01 tag -> 4/A12.01 (PARTITION TYPE A1K & A5K + schedule row A1K + WALL CONSTRUCTION SHALL INCLUDE) -> 7/S5.20 (362S137-33 @16", header schedule) -> 1F/S5.20 (1 1/2" C.R. channel @ 48") -> 2/S5.20 & 9/S5.20 (head track / dbl jamb at openings) -> A00.30 door schedule -> 10/A12.02 & 11/A12.02 (HM frame head/jamb) -> A04.01 RCP (ceiling per face) -> S2.20 (B.O.D.) -> A11.0x elevations (openings) | w1
A1K-01 | acoustical sealant continuous (LF) | LF | 13.65 | DERIVADO | 4/A12.01 "CONTINUOUS ACOUSTICAL SEALANT" top and bottom both sides | 2 x 3.41 (bottom) + 2 x 3.41 (top) | A02.01 tag -> 4/A12.01 (PARTITION TYPE A1K & A5K + schedule row A1K + WALL CONSTRUCTION SHALL INCLUDE) -> 7/S5.20 (362S137-33 @16", header schedule) -> 1F/S5.20 (1 1/2" C.R. channel @ 48") -> 2/S5.20 & 9/S5.20 (head track / dbl jamb at openings) -> A00.30 door schedule -> 10/A12.02 & 11/A12.02 (HM frame head/jamb) -> A04.01 RCP (ceiling per face) -> S2.20 (B.O.D.) -> A11.0x elevations (openings) | w1
A1K-01 | casing bead (LF) - APPROPRIATE METAL TRIM AND CASING BEADS | LF | PENDING | PENDIENTE | 4/A12.01 "APPROPRIATE METAL TRIM AND CASING BEADS" | placeholder: 2 wall ends x 2 faces x 184.50 in = 61.50 LF; actual trim locations not drawn -> RFI-w1-04 | A02.01 tag -> 4/A12.01 (PARTITION TYPE A1K & A5K + schedule row A1K + WALL CONSTRUCTION SHALL INCLUDE) -> 7/S5.20 (362S137-33 @16", header schedule) -> 1F/S5.20 (1 1/2" C.R. channel @ 48") -> 2/S5.20 & 9/S5.20 (head track / dbl jamb at openings) -> A00.30 door schedule -> 10/A12.02 & 11/A12.02 (HM frame head/jamb) -> A04.01 RCP (ceiling per face) -> S2.20 (B.O.D.) -> A11.0x elevations (openings) | w1
A1K-02 | 3-5/8" metal stud 362S137-68 (14ga, 68 mil) (LF) | LF | 64.65 | DERIVADO | 4/A12.01 schedule A1K: STUD SIZE 3 5/8", GYPSUM BOARD 5/8", WALL THICKNESS 5 1/4", INSULATION YES; WALL CONSTRUCTION SHALL INCLUDE: 5/8" GYP BD OVER FIBERGLASS PANEL; 3/8" UL752 LISTED LEVEL-2 FIBERGLASS ... TO A HEIGHT OF 8'-0". PROVIDE 3/8" GYP. BD. FROM 8'-0" TO UNDERSIDE OF STRUCTURE ABOVE; 14 GA. METAL STUDS @ 24" O.C. MAX; 5/8" GYP. BD.; APPROPRIATE METAL TRIM AND CASING BEADS; height = B.O.D. (S2.20) | field: east x1653.96-1715.40: floor(40.96 in/24)+1 = 2 x 155.21 in; west x1613.64-1653.96: floor(26.88 in/24)+1 = 2 x 155.07 in; additional 1 (jog at x1654-1662 (+1)) x 155.21 in; opening double jambs +0 (9/S5.20 "DBL JAMB STUD") x full height; cripples 0 (above RO, @24") total 0.00 LF -> total 64.65 LF | A02.01 tag -> 4/A12.01 (PARTITION TYPE A1K & A5K + schedule row A1K + WALL CONSTRUCTION SHALL INCLUDE) -> 7/S5.20 (362S137-33 @16", header schedule) -> 1F/S5.20 (1 1/2" C.R. channel @ 48") -> 2/S5.20 & 9/S5.20 (head track / dbl jamb at openings) -> A00.30 door schedule -> 10/A12.02 & 11/A12.02 (HM frame head/jamb) -> A04.01 RCP (ceiling per face) -> S2.20 (B.O.D.) -> A11.0x elevations (openings) | w1
A1K-02 | bottom track 362T125-68 3-5/8" (14ga) (LF) | LF | 5.65 | DERIVADO | 4/A12.01 schedule A1K: STUD SIZE 3 5/8", GYPSUM BOARD 5/8", WALL THICKNESS 5 1/4", INSULATION YES; WALL CONSTRUCTION SHALL INCLUDE: 5/8" GYP BD OVER FIBERGLASS PANEL; 3/8" UL752 LISTED LEVEL-2 FIBERGLASS ... TO A HEIGHT OF 8'-0". PROVIDE 3/8" GYP. BD. FROM 8'-0" TO UNDERSIDE OF STRUCTURE ABOVE; 14 GA. METAL STUDS @ 24" O.C. MAX; 5/8" GYP. BD.; APPROPRIATE METAL TRIM AND CASING BEADS | wall length minus door openings = 5.65 ft | A02.01 tag -> 4/A12.01 (PARTITION TYPE A1K & A5K + schedule row A1K + WALL CONSTRUCTION SHALL INCLUDE) -> 7/S5.20 (362S137-33 @16", header schedule) -> 1F/S5.20 (1 1/2" C.R. channel @ 48") -> 2/S5.20 & 9/S5.20 (head track / dbl jamb at openings) -> A00.30 door schedule -> 10/A12.02 & 11/A12.02 (HM frame head/jamb) -> A04.01 RCP (ceiling per face) -> S2.20 (B.O.D.) -> A11.0x elevations (openings) | w1
A1K-02 | top deflection slip track 362T200-68 3-5/8" (14ga) (LF) | LF | 5.65 | DERIVADO | 4/A12.01 "CONTINUOUS SLIP TRACK" at underside of structure; S1.11 note 2 deflection at non-load-bearing walls | continuous over openings: 5.65 + 0.00 = 5.65 ft | A02.01 tag -> 4/A12.01 (PARTITION TYPE A1K & A5K + schedule row A1K + WALL CONSTRUCTION SHALL INCLUDE) -> 7/S5.20 (362S137-33 @16", header schedule) -> 1F/S5.20 (1 1/2" C.R. channel @ 48") -> 2/S5.20 & 9/S5.20 (head track / dbl jamb at openings) -> A00.30 door schedule -> 10/A12.02 & 11/A12.02 (HM frame head/jamb) -> A04.01 RCP (ceiling per face) -> S2.20 (B.O.D.) -> A11.0x elevations (openings) | w1
A1K-02 | bracing C.R. channel 1-1/2" @ 48" O.C. (LF) | LF | 16.96 | DERIVADO | 1F/S5.20 "1 1/2" C.R. CHANNEL @ 48" O.C." (continuous bridging) | rows at [48, 96, 144] in AFF; each row = solid length 5.65 ft + openings only where row is above RO head | A02.01 tag -> 4/A12.01 (PARTITION TYPE A1K & A5K + schedule row A1K + WALL CONSTRUCTION SHALL INCLUDE) -> 7/S5.20 (362S137-33 @16", header schedule) -> 1F/S5.20 (1 1/2" C.R. channel @ 48") -> 2/S5.20 & 9/S5.20 (head track / dbl jamb at openings) -> A00.30 door schedule -> 10/A12.02 & 11/A12.02 (HM frame head/jamb) -> A04.01 RCP (ceiling per face) -> S2.20 (B.O.D.) -> A11.0x elevations (openings) | w1
A1K-02 | 5/8" gypsum board regular - teller side to underside of structure (SF) | SF | 73.1 | DERIVADO | 4/A12.01 "5/8" GYP. BD." teller side to UNDERSIDE OF STRUCTURE ABOVE | sum L x B.O.D. height | A02.01 tag -> 4/A12.01 (PARTITION TYPE A1K & A5K + schedule row A1K + WALL CONSTRUCTION SHALL INCLUDE) -> 7/S5.20 (362S137-33 @16", header schedule) -> 1F/S5.20 (1 1/2" C.R. channel @ 48") -> 2/S5.20 & 9/S5.20 (head track / dbl jamb at openings) -> A00.30 door schedule -> 10/A12.02 & 11/A12.02 (HM frame head/jamb) -> A04.01 RCP (ceiling per face) -> S2.20 (B.O.D.) -> A11.0x elevations (openings) | w1
A1K-02 | 5/8" gypsum board regular - customer side over ballistic, to underside of structure (SF) | SF | 73.1 | DERIVADO | 4/A12.01 "5/8" GYP. BD. OVER FIBERGLASS PANEL" | sum L x B.O.D. height | A02.01 tag -> 4/A12.01 (PARTITION TYPE A1K & A5K + schedule row A1K + WALL CONSTRUCTION SHALL INCLUDE) -> 7/S5.20 (362S137-33 @16", header schedule) -> 1F/S5.20 (1 1/2" C.R. channel @ 48") -> 2/S5.20 & 9/S5.20 (head track / dbl jamb at openings) -> A00.30 door schedule -> 10/A12.02 & 11/A12.02 (HM frame head/jamb) -> A04.01 RCP (ceiling per face) -> S2.20 (B.O.D.) -> A11.0x elevations (openings) | w1
A1K-02 | ballistic panel 3/8" UL752 level 2 fiberglass (SF) | SF | 45.23 | DERIVADO | 4/A12.01 "3/8" UL752 LISTED LEVEL-2 FIBERGLASS (BULLET RESISTANT, NIJ TYPE II) TO A HEIGHT OF 8'-0"" | 5.65 ft x 8.0 ft | A02.01 tag -> 4/A12.01 (PARTITION TYPE A1K & A5K + schedule row A1K + WALL CONSTRUCTION SHALL INCLUDE) -> 7/S5.20 (362S137-33 @16", header schedule) -> 1F/S5.20 (1 1/2" C.R. channel @ 48") -> 2/S5.20 & 9/S5.20 (head track / dbl jamb at openings) -> A00.30 door schedule -> 10/A12.02 & 11/A12.02 (HM frame head/jamb) -> A04.01 RCP (ceiling per face) -> S2.20 (B.O.D.) -> A11.0x elevations (openings) | w1
A1K-02 | 3/8" gyp board customer side from 8'-0" to underside of structure (SF) | SF | 27.87 | DERIVADO | 4/A12.01 "PROVIDE 3/8" GYP. BD. FROM 8'-0" TO UNDERSIDE OF STRUCTURE ABOVE" | sum L x (B.O.D. - 96 in) | A02.01 tag -> 4/A12.01 (PARTITION TYPE A1K & A5K + schedule row A1K + WALL CONSTRUCTION SHALL INCLUDE) -> 7/S5.20 (362S137-33 @16", header schedule) -> 1F/S5.20 (1 1/2" C.R. channel @ 48") -> 2/S5.20 & 9/S5.20 (head track / dbl jamb at openings) -> A00.30 door schedule -> 10/A12.02 & 11/A12.02 (HM frame head/jamb) -> A04.01 RCP (ceiling per face) -> S2.20 (B.O.D.) -> A11.0x elevations (openings) | w1
A1K-02 | batt insulation 3-1/2" (for 3-5/8" stud cavity) (SF) | SF | 73.1 | DERIVADO | 4/A12.01 schedule A1K: STUD SIZE 3 5/8", GYPSUM BOARD 5/8", WALL THICKNESS 5 1/4", INSULATION YES INSULATION "YES" / "BATT INSULATION" | cavity height = highest boarded face per segment (B, A1K: to structure); openings net, bands kept | A02.01 tag -> 4/A12.01 (PARTITION TYPE A1K & A5K + schedule row A1K + WALL CONSTRUCTION SHALL INCLUDE) -> 7/S5.20 (362S137-33 @16", header schedule) -> 1F/S5.20 (1 1/2" C.R. channel @ 48") -> 2/S5.20 & 9/S5.20 (head track / dbl jamb at openings) -> A00.30 door schedule -> 10/A12.02 & 11/A12.02 (HM frame head/jamb) -> A04.01 RCP (ceiling per face) -> S2.20 (B.O.D.) -> A11.0x elevations (openings) | w1
A1K-02 | acoustical sealant continuous (LF) | LF | 22.61 | DERIVADO | 4/A12.01 "CONTINUOUS ACOUSTICAL SEALANT" top and bottom both sides | 2 x 5.65 (bottom) + 2 x 5.65 (top) | A02.01 tag -> 4/A12.01 (PARTITION TYPE A1K & A5K + schedule row A1K + WALL CONSTRUCTION SHALL INCLUDE) -> 7/S5.20 (362S137-33 @16", header schedule) -> 1F/S5.20 (1 1/2" C.R. channel @ 48") -> 2/S5.20 & 9/S5.20 (head track / dbl jamb at openings) -> A00.30 door schedule -> 10/A12.02 & 11/A12.02 (HM frame head/jamb) -> A04.01 RCP (ceiling per face) -> S2.20 (B.O.D.) -> A11.0x elevations (openings) | w1
A1K-02 | casing bead (LF) - APPROPRIATE METAL TRIM AND CASING BEADS | LF | PENDING | PENDIENTE | 4/A12.01 "APPROPRIATE METAL TRIM AND CASING BEADS" | placeholder: 2 wall ends x 2 faces x 155.21 in = 51.74 LF; actual trim locations not drawn -> RFI-w1-04 | A02.01 tag -> 4/A12.01 (PARTITION TYPE A1K & A5K + schedule row A1K + WALL CONSTRUCTION SHALL INCLUDE) -> 7/S5.20 (362S137-33 @16", header schedule) -> 1F/S5.20 (1 1/2" C.R. channel @ 48") -> 2/S5.20 & 9/S5.20 (head track / dbl jamb at openings) -> A00.30 door schedule -> 10/A12.02 & 11/A12.02 (HM frame head/jamb) -> A04.01 RCP (ceiling per face) -> S2.20 (B.O.D.) -> A11.0x elevations (openings) | w1
B-01 | 3-5/8" metal stud 362S137-33 (20ga, 33 mil) (LF) | LF | 115.44 | DERIVADO | 1/A12.01 schedule B: STUD SIZE 3 5/8", GYPSUM BOARD 5/8", WALL THICKNESS 4 7/8", INSULATION YES; detail shows board to UNDERSIDE OF STRUCTURE, CONT ACOUS SEALANT top & bottom; height = B.O.D. (S2.20) | field: x1241.76-1421.52: floor(119.84 in/16)+1 = 8 x 153.92 in; additional 1 (corner with B-03 (+1)) x 153.92 in; opening double jambs +0 (9/S5.20 "DBL JAMB STUD") x full height; cripples 0 (above RO, @16") total 0.00 LF -> total 115.44 LF | A02.01 tag -> 1/A12.01 (PARTITION TYPE B, B2 + schedule row B) -> 7/S5.20 (362S137-33 @16", header schedule) -> 1F/S5.20 (1 1/2" C.R. channel @ 48") -> 2/S5.20 & 9/S5.20 (head track / dbl jamb at openings) -> A00.30 door schedule -> 10/A12.02 & 11/A12.02 (HM frame head/jamb) -> A04.01 RCP (ceiling per face) -> S2.20 (B.O.D.) -> A11.0x elevations (openings) | w1
B-01 | bottom track 362T125-33 3-5/8" (20ga) (LF) | LF | 9.99 | DERIVADO | 1/A12.01 schedule B: STUD SIZE 3 5/8", GYPSUM BOARD 5/8", WALL THICKNESS 4 7/8", INSULATION YES; detail shows board to UNDERSIDE OF STRUCTURE, CONT ACOUS SEALANT top & bottom | wall length minus door openings = 9.99 ft | A02.01 tag -> 1/A12.01 (PARTITION TYPE B, B2 + schedule row B) -> 7/S5.20 (362S137-33 @16", header schedule) -> 1F/S5.20 (1 1/2" C.R. channel @ 48") -> 2/S5.20 & 9/S5.20 (head track / dbl jamb at openings) -> A00.30 door schedule -> 10/A12.02 & 11/A12.02 (HM frame head/jamb) -> A04.01 RCP (ceiling per face) -> S2.20 (B.O.D.) -> A11.0x elevations (openings) | w1
B-01 | top deflection slip track 362T200-33 3-5/8" (20ga) (LF) | LF | 9.99 | DERIVADO | 1/A12.01 "CONTINUOUS SLIP TRACK" at underside of structure; S1.11 note 2 deflection at non-load-bearing walls | continuous over openings: 9.99 + 0.00 = 9.99 ft | A02.01 tag -> 1/A12.01 (PARTITION TYPE B, B2 + schedule row B) -> 7/S5.20 (362S137-33 @16", header schedule) -> 1F/S5.20 (1 1/2" C.R. channel @ 48") -> 2/S5.20 & 9/S5.20 (head track / dbl jamb at openings) -> A00.30 door schedule -> 10/A12.02 & 11/A12.02 (HM frame head/jamb) -> A04.01 RCP (ceiling per face) -> S2.20 (B.O.D.) -> A11.0x elevations (openings) | w1
B-01 | bracing C.R. channel 1-1/2" @ 48" O.C. (LF) | LF | 29.96 | DERIVADO | 1F/S5.20 "1 1/2" C.R. CHANNEL @ 48" O.C." (continuous bridging) | rows at [48, 96, 144] in AFF; each row = solid length 9.99 ft + openings only where row is above RO head | A02.01 tag -> 1/A12.01 (PARTITION TYPE B, B2 + schedule row B) -> 7/S5.20 (362S137-33 @16", header schedule) -> 1F/S5.20 (1 1/2" C.R. channel @ 48") -> 2/S5.20 & 9/S5.20 (head track / dbl jamb at openings) -> A00.30 door schedule -> 10/A12.02 & 11/A12.02 (HM frame head/jamb) -> A04.01 RCP (ceiling per face) -> S2.20 (B.O.D.) -> A11.0x elevations (openings) | w1
B-01 | 5/8" gypsum board regular - face S (SF) | SF | 128.1 | DERIVADO | 1/A12.01 schedule B: STUD SIZE 3 5/8", GYPSUM BOARD 5/8", WALL THICKNESS 4 7/8", INSULATION YES; A04.01 RCP per room | S (ELECTRICAL 120) x1241.76-1421.52: 9.99 ft x 12.83 ft | A02.01 tag -> 1/A12.01 (PARTITION TYPE B, B2 + schedule row B) -> 7/S5.20 (362S137-33 @16", header schedule) -> 1F/S5.20 (1 1/2" C.R. channel @ 48") -> 2/S5.20 & 9/S5.20 (head track / dbl jamb at openings) -> A00.30 door schedule -> 10/A12.02 & 11/A12.02 (HM frame head/jamb) -> A04.01 RCP (ceiling per face) -> S2.20 (B.O.D.) -> A11.0x elevations (openings) | w1
B-01 | 5/8" gypsum board regular - face N (SF) | SF | 128.1 | DERIVADO | 1/A12.01 schedule B: STUD SIZE 3 5/8", GYPSUM BOARD 5/8", WALL THICKNESS 4 7/8", INSULATION YES; A04.01 RCP per room | N (FEC-2 alcove / BREAK ROOM 118) x1241.76-1421.52: 9.99 ft x 12.83 ft | A02.01 tag -> 1/A12.01 (PARTITION TYPE B, B2 + schedule row B) -> 7/S5.20 (362S137-33 @16", header schedule) -> 1F/S5.20 (1 1/2" C.R. channel @ 48") -> 2/S5.20 & 9/S5.20 (head track / dbl jamb at openings) -> A00.30 door schedule -> 10/A12.02 & 11/A12.02 (HM frame head/jamb) -> A04.01 RCP (ceiling per face) -> S2.20 (B.O.D.) -> A11.0x elevations (openings) | w1
B-01 | batt insulation 3-1/2" (for 3-5/8" stud cavity) (SF) | SF | 128.1 | DERIVADO | 1/A12.01 schedule B: STUD SIZE 3 5/8", GYPSUM BOARD 5/8", WALL THICKNESS 4 7/8", INSULATION YES INSULATION "YES" / "BATT INSULATION" | cavity height = highest boarded face per segment (B, A1K: to structure); openings net, bands kept | A02.01 tag -> 1/A12.01 (PARTITION TYPE B, B2 + schedule row B) -> 7/S5.20 (362S137-33 @16", header schedule) -> 1F/S5.20 (1 1/2" C.R. channel @ 48") -> 2/S5.20 & 9/S5.20 (head track / dbl jamb at openings) -> A00.30 door schedule -> 10/A12.02 & 11/A12.02 (HM frame head/jamb) -> A04.01 RCP (ceiling per face) -> S2.20 (B.O.D.) -> A11.0x elevations (openings) | w1
B-01 | acoustical sealant continuous (LF) | LF | 39.95 | DERIVADO | 1/A12.01 "CONT ACOUS SEALANT" top and bottom both sides | 2 x 9.99 (bottom) + 2 x 9.99 (top) | A02.01 tag -> 1/A12.01 (PARTITION TYPE B, B2 + schedule row B) -> 7/S5.20 (362S137-33 @16", header schedule) -> 1F/S5.20 (1 1/2" C.R. channel @ 48") -> 2/S5.20 & 9/S5.20 (head track / dbl jamb at openings) -> A00.30 door schedule -> 10/A12.02 & 11/A12.02 (HM frame head/jamb) -> A04.01 RCP (ceiling per face) -> S2.20 (B.O.D.) -> A11.0x elevations (openings) | w1
B-02 | 3-5/8" metal stud 362S137-33 (20ga, 33 mil) (LF) | LF | 101.59 | DERIVADO | 1/A12.01 schedule B: STUD SIZE 3 5/8", GYPSUM BOARD 5/8", WALL THICKNESS 4 7/8", INSULATION YES; detail shows board to UNDERSIDE OF STRUCTURE, CONT ACOUS SEALANT top & bottom; height = B.O.D. (S2.20) | field: x1241.76-1414.20: floor(114.96 in/16)+1 = 8 x 152.38 in; additional 0 (ends counted in A1-07 / B-03) x 152.38 in; opening double jambs +0 (9/S5.20 "DBL JAMB STUD") x full height; cripples 0 (above RO, @16") total 0.00 LF -> total 101.59 LF | A02.01 tag -> 1/A12.01 (PARTITION TYPE B, B2 + schedule row B) -> 7/S5.20 (362S137-33 @16", header schedule) -> 1F/S5.20 (1 1/2" C.R. channel @ 48") -> 2/S5.20 & 9/S5.20 (head track / dbl jamb at openings) -> A00.30 door schedule -> 10/A12.02 & 11/A12.02 (HM frame head/jamb) -> A04.01 RCP (ceiling per face) -> S2.20 (B.O.D.) -> A11.0x elevations (openings) | w1
B-02 | bottom track 362T125-33 3-5/8" (20ga) (LF) | LF | 9.58 | DERIVADO | 1/A12.01 schedule B: STUD SIZE 3 5/8", GYPSUM BOARD 5/8", WALL THICKNESS 4 7/8", INSULATION YES; detail shows board to UNDERSIDE OF STRUCTURE, CONT ACOUS SEALANT top & bottom | wall length minus door openings = 9.58 ft | A02.01 tag -> 1/A12.01 (PARTITION TYPE B, B2 + schedule row B) -> 7/S5.20 (362S137-33 @16", header schedule) -> 1F/S5.20 (1 1/2" C.R. channel @ 48") -> 2/S5.20 & 9/S5.20 (head track / dbl jamb at openings) -> A00.30 door schedule -> 10/A12.02 & 11/A12.02 (HM frame head/jamb) -> A04.01 RCP (ceiling per face) -> S2.20 (B.O.D.) -> A11.0x elevations (openings) | w1
B-02 | top deflection slip track 362T200-33 3-5/8" (20ga) (LF) | LF | 9.58 | DERIVADO | 1/A12.01 "CONTINUOUS SLIP TRACK" at underside of structure; S1.11 note 2 deflection at non-load-bearing walls | continuous over openings: 9.58 + 0.00 = 9.58 ft | A02.01 tag -> 1/A12.01 (PARTITION TYPE B, B2 + schedule row B) -> 7/S5.20 (362S137-33 @16", header schedule) -> 1F/S5.20 (1 1/2" C.R. channel @ 48") -> 2/S5.20 & 9/S5.20 (head track / dbl jamb at openings) -> A00.30 door schedule -> 10/A12.02 & 11/A12.02 (HM frame head/jamb) -> A04.01 RCP (ceiling per face) -> S2.20 (B.O.D.) -> A11.0x elevations (openings) | w1
B-02 | bracing C.R. channel 1-1/2" @ 48" O.C. (LF) | LF | 28.74 | DERIVADO | 1F/S5.20 "1 1/2" C.R. CHANNEL @ 48" O.C." (continuous bridging) | rows at [48, 96, 144] in AFF; each row = solid length 9.58 ft + openings only where row is above RO head | A02.01 tag -> 1/A12.01 (PARTITION TYPE B, B2 + schedule row B) -> 7/S5.20 (362S137-33 @16", header schedule) -> 1F/S5.20 (1 1/2" C.R. channel @ 48") -> 2/S5.20 & 9/S5.20 (head track / dbl jamb at openings) -> A00.30 door schedule -> 10/A12.02 & 11/A12.02 (HM frame head/jamb) -> A04.01 RCP (ceiling per face) -> S2.20 (B.O.D.) -> A11.0x elevations (openings) | w1
B-02 | 5/8" gypsum board regular - face N (SF) | SF | 121.65 | DERIVADO | 1/A12.01 schedule B: STUD SIZE 3 5/8", GYPSUM BOARD 5/8", WALL THICKNESS 4 7/8", INSULATION YES; A04.01 RCP per room | N (ELECTRICAL 120) x1241.76-1414.20: 9.58 ft x 12.70 ft | A02.01 tag -> 1/A12.01 (PARTITION TYPE B, B2 + schedule row B) -> 7/S5.20 (362S137-33 @16", header schedule) -> 1F/S5.20 (1 1/2" C.R. channel @ 48") -> 2/S5.20 & 9/S5.20 (head track / dbl jamb at openings) -> A00.30 door schedule -> 10/A12.02 & 11/A12.02 (HM frame head/jamb) -> A04.01 RCP (ceiling per face) -> S2.20 (B.O.D.) -> A11.0x elevations (openings) | w1
B-02 | 5/8" gypsum board regular - face S (SF) | SF | 121.65 | DERIVADO | 1/A12.01 schedule B: STUD SIZE 3 5/8", GYPSUM BOARD 5/8", WALL THICKNESS 4 7/8", INSULATION YES; A04.01 RCP per room | S (NER 121) x1241.76-1414.20: 9.58 ft x 12.70 ft | A02.01 tag -> 1/A12.01 (PARTITION TYPE B, B2 + schedule row B) -> 7/S5.20 (362S137-33 @16", header schedule) -> 1F/S5.20 (1 1/2" C.R. channel @ 48") -> 2/S5.20 & 9/S5.20 (head track / dbl jamb at openings) -> A00.30 door schedule -> 10/A12.02 & 11/A12.02 (HM frame head/jamb) -> A04.01 RCP (ceiling per face) -> S2.20 (B.O.D.) -> A11.0x elevations (openings) | w1
B-02 | batt insulation 3-1/2" (for 3-5/8" stud cavity) (SF) | SF | 121.65 | DERIVADO | 1/A12.01 schedule B: STUD SIZE 3 5/8", GYPSUM BOARD 5/8", WALL THICKNESS 4 7/8", INSULATION YES INSULATION "YES" / "BATT INSULATION" | cavity height = highest boarded face per segment (B, A1K: to structure); openings net, bands kept | A02.01 tag -> 1/A12.01 (PARTITION TYPE B, B2 + schedule row B) -> 7/S5.20 (362S137-33 @16", header schedule) -> 1F/S5.20 (1 1/2" C.R. channel @ 48") -> 2/S5.20 & 9/S5.20 (head track / dbl jamb at openings) -> A00.30 door schedule -> 10/A12.02 & 11/A12.02 (HM frame head/jamb) -> A04.01 RCP (ceiling per face) -> S2.20 (B.O.D.) -> A11.0x elevations (openings) | w1
B-02 | acoustical sealant continuous (LF) | LF | 38.32 | DERIVADO | 1/A12.01 "CONT ACOUS SEALANT" top and bottom both sides | 2 x 9.58 (bottom) + 2 x 9.58 (top) | A02.01 tag -> 1/A12.01 (PARTITION TYPE B, B2 + schedule row B) -> 7/S5.20 (362S137-33 @16", header schedule) -> 1F/S5.20 (1 1/2" C.R. channel @ 48") -> 2/S5.20 & 9/S5.20 (head track / dbl jamb at openings) -> A00.30 door schedule -> 10/A12.02 & 11/A12.02 (HM frame head/jamb) -> A04.01 RCP (ceiling per face) -> S2.20 (B.O.D.) -> A11.0x elevations (openings) | w1
B-03 | 3-5/8" metal stud 362S137-33 (20ga, 33 mil) (LF) | LF | 174.48 | DERIVADO | 1/A12.01 schedule B: STUD SIZE 3 5/8", GYPSUM BOARD 5/8", WALL THICKNESS 4 7/8", INSULATION YES; detail shows board to UNDERSIDE OF STRUCTURE, CONT ACOUS SEALANT top & bottom; height = B.O.D. (S2.20) | field: y1446.12-1468.68 (no tag, continuity): floor(15.04 in/16)+1 = 1 x 153.72 in; y1528.68-1596.00 (tag B-08): floor(44.88 in/16)+1 = 3 x 152.28 in; y1656.00-1693.44 (no tag, continuity): floor(24.96 in/16)+1 = 2 x 150.73 in; additional 2 (T from B-02 (+2)) x 153.72 in; opening double jambs +4 (9/S5.20 "DBL JAMB STUD") x full height; cripples 4 (above RO, @16") total 22.09 LF -> total 174.47 LF | A02.01 tag -> 1/A12.01 (PARTITION TYPE B, B2 + schedule row B) -> 7/S5.20 (362S137-33 @16", header schedule) -> 1F/S5.20 (1 1/2" C.R. channel @ 48") -> 2/S5.20 & 9/S5.20 (head track / dbl jamb at openings) -> A00.30 door schedule -> 10/A12.02 & 11/A12.02 (HM frame head/jamb) -> A04.01 RCP (ceiling per face) -> S2.20 (B.O.D.) -> A11.0x elevations (openings) | w1
B-03 | bottom track 362T125-33 3-5/8" (20ga) (LF) | LF | 7.07 | DERIVADO | 1/A12.01 schedule B: STUD SIZE 3 5/8", GYPSUM BOARD 5/8", WALL THICKNESS 4 7/8", INSULATION YES; detail shows board to UNDERSIDE OF STRUCTURE, CONT ACOUS SEALANT top & bottom | wall length minus door openings = 7.07 ft | A02.01 tag -> 1/A12.01 (PARTITION TYPE B, B2 + schedule row B) -> 7/S5.20 (362S137-33 @16", header schedule) -> 1F/S5.20 (1 1/2" C.R. channel @ 48") -> 2/S5.20 & 9/S5.20 (head track / dbl jamb at openings) -> A00.30 door schedule -> 10/A12.02 & 11/A12.02 (HM frame head/jamb) -> A04.01 RCP (ceiling per face) -> S2.20 (B.O.D.) -> A11.0x elevations (openings) | w1
B-03 | top deflection slip track 362T200-33 3-5/8" (20ga) (LF) | LF | 13.74 | DERIVADO | 1/A12.01 "CONTINUOUS SLIP TRACK" at underside of structure; S1.11 note 2 deflection at non-load-bearing walls | continuous over openings: 7.07 + 6.67 = 13.74 ft | A02.01 tag -> 1/A12.01 (PARTITION TYPE B, B2 + schedule row B) -> 7/S5.20 (362S137-33 @16", header schedule) -> 1F/S5.20 (1 1/2" C.R. channel @ 48") -> 2/S5.20 & 9/S5.20 (head track / dbl jamb at openings) -> A00.30 door schedule -> 10/A12.02 & 11/A12.02 (HM frame head/jamb) -> A04.01 RCP (ceiling per face) -> S2.20 (B.O.D.) -> A11.0x elevations (openings) | w1
B-03 | header / box beam single track 362T125-43 (18 GA) 3-5/8" at door 120 (LF) | LF | 3.83 | DERIVADO | 7/S5.20 HEADER SCHEDULE "ALL FLOORS / NON LOAD BRG / INTERIOR / 3'-4" / SINGLE TRACK 18 GAUGE"; 2/S5.20 head track cut & bent to jambs; 10/A12.02 head @ HM frame | RO 40.00 in (vector) + 2 x 3" tabs = 3.83 ft | A02.01 tag -> 1/A12.01 (PARTITION TYPE B, B2 + schedule row B) -> 7/S5.20 (362S137-33 @16", header schedule) -> 1F/S5.20 (1 1/2" C.R. channel @ 48") -> 2/S5.20 & 9/S5.20 (head track / dbl jamb at openings) -> A00.30 door schedule -> 10/A12.02 & 11/A12.02 (HM frame head/jamb) -> A04.01 RCP (ceiling per face) -> S2.20 (B.O.D.) -> A11.0x elevations (openings) | w1
B-03 | header / box beam single track 362T125-43 (18 GA) 3-5/8" at door 121 (LF) | LF | 3.83 | DERIVADO | 7/S5.20 HEADER SCHEDULE "ALL FLOORS / NON LOAD BRG / INTERIOR / 3'-4" / SINGLE TRACK 18 GAUGE"; 2/S5.20 head track cut & bent to jambs; 10/A12.02 head @ HM frame | RO 40.00 in (vector) + 2 x 3" tabs = 3.83 ft | A02.01 tag -> 1/A12.01 (PARTITION TYPE B, B2 + schedule row B) -> 7/S5.20 (362S137-33 @16", header schedule) -> 1F/S5.20 (1 1/2" C.R. channel @ 48") -> 2/S5.20 & 9/S5.20 (head track / dbl jamb at openings) -> A00.30 door schedule -> 10/A12.02 & 11/A12.02 (HM frame head/jamb) -> A04.01 RCP (ceiling per face) -> S2.20 (B.O.D.) -> A11.0x elevations (openings) | w1
B-03 | bracing C.R. channel 1-1/2" @ 48" O.C. (LF) | LF | 34.55 | DERIVADO | 1F/S5.20 "1 1/2" C.R. CHANNEL @ 48" O.C." (continuous bridging) | rows at [48, 96, 144] in AFF; each row = solid length 7.07 ft + openings only where row is above RO head | A02.01 tag -> 1/A12.01 (PARTITION TYPE B, B2 + schedule row B) -> 7/S5.20 (362S137-33 @16", header schedule) -> 1F/S5.20 (1 1/2" C.R. channel @ 48") -> 2/S5.20 & 9/S5.20 (head track / dbl jamb at openings) -> A00.30 door schedule -> 10/A12.02 & 11/A12.02 (HM frame head/jamb) -> A04.01 RCP (ceiling per face) -> S2.20 (B.O.D.) -> A11.0x elevations (openings) | w1
B-03 | 5/8" gypsum board regular - face W (SF) | SF | 126.46 | DERIVADO | 1/A12.01 schedule B: STUD SIZE 3 5/8", GYPSUM BOARD 5/8", WALL THICKNESS 4 7/8", INSULATION YES; A04.01 RCP per room | W (ELECTRICAL 120) y1446.12-1468.68 (no tag, continuity): 1.25 ft x 12.81 ft; W (ELECTRICAL/NER) y1528.68-1596.00 (tag B-08): 3.74 ft x 12.69 ft; W (NER 121) y1656.00-1693.44 (no tag, continuity): 2.08 ft x 12.56 ft; band above door 120: 3.33 ft x (153.16 - 86)/12 = 18.66 SF (below band = 0, door to floor; net opening deducted); band above door 121: 3.33 ft x (151.40 - 86)/12 = 18.17 SF (below band = 0, door to floor; net opening deducted) | A02.01 tag -> 1/A12.01 (PARTITION TYPE B, B2 + schedule row B) -> 7/S5.20 (362S137-33 @16", header schedule) -> 1F/S5.20 (1 1/2" C.R. channel @ 48") -> 2/S5.20 & 9/S5.20 (head track / dbl jamb at openings) -> A00.30 door schedule -> 10/A12.02 & 11/A12.02 (HM frame head/jamb) -> A04.01 RCP (ceiling per face) -> S2.20 (B.O.D.) -> A11.0x elevations (openings) | w1
B-03 | 5/8" gypsum board regular - face E (SF) | SF | 126.46 | DERIVADO | 1/A12.01 schedule B: STUD SIZE 3 5/8", GYPSUM BOARD 5/8", WALL THICKNESS 4 7/8", INSULATION YES; A04.01 RCP per room | E (BREAK ROOM 118) y1446.12-1468.68 (no tag, continuity): 1.25 ft x 12.81 ft; E (BREAK ROOM 118) y1528.68-1596.00 (tag B-08): 3.74 ft x 12.69 ft; E (BREAK ROOM 118) y1656.00-1693.44 (no tag, continuity): 2.08 ft x 12.56 ft; band above door 120: 3.33 ft x (153.16 - 86)/12 = 18.66 SF (below band = 0, door to floor; net opening deducted); band above door 121: 3.33 ft x (151.40 - 86)/12 = 18.17 SF (below band = 0, door to floor; net opening deducted) | A02.01 tag -> 1/A12.01 (PARTITION TYPE B, B2 + schedule row B) -> 7/S5.20 (362S137-33 @16", header schedule) -> 1F/S5.20 (1 1/2" C.R. channel @ 48") -> 2/S5.20 & 9/S5.20 (head track / dbl jamb at openings) -> A00.30 door schedule -> 10/A12.02 & 11/A12.02 (HM frame head/jamb) -> A04.01 RCP (ceiling per face) -> S2.20 (B.O.D.) -> A11.0x elevations (openings) | w1
B-03 | batt insulation 3-1/2" (for 3-5/8" stud cavity) (SF) | SF | 126.46 | DERIVADO | 1/A12.01 schedule B: STUD SIZE 3 5/8", GYPSUM BOARD 5/8", WALL THICKNESS 4 7/8", INSULATION YES INSULATION "YES" / "BATT INSULATION" | cavity height = highest boarded face per segment (B, A1K: to structure); openings net, bands kept | A02.01 tag -> 1/A12.01 (PARTITION TYPE B, B2 + schedule row B) -> 7/S5.20 (362S137-33 @16", header schedule) -> 1F/S5.20 (1 1/2" C.R. channel @ 48") -> 2/S5.20 & 9/S5.20 (head track / dbl jamb at openings) -> A00.30 door schedule -> 10/A12.02 & 11/A12.02 (HM frame head/jamb) -> A04.01 RCP (ceiling per face) -> S2.20 (B.O.D.) -> A11.0x elevations (openings) | w1
B-03 | acoustical sealant continuous (LF) | LF | 41.63 | DERIVADO | 1/A12.01 "CONT ACOUS SEALANT" top and bottom both sides | 2 x 7.07 (bottom) + 2 x 13.74 (top) | A02.01 tag -> 1/A12.01 (PARTITION TYPE B, B2 + schedule row B) -> 7/S5.20 (362S137-33 @16", header schedule) -> 1F/S5.20 (1 1/2" C.R. channel @ 48") -> 2/S5.20 & 9/S5.20 (head track / dbl jamb at openings) -> A00.30 door schedule -> 10/A12.02 & 11/A12.02 (HM frame head/jamb) -> A04.01 RCP (ceiling per face) -> S2.20 (B.O.D.) -> A11.0x elevations (openings) | w1
B-04 | 3-5/8" metal stud 362S137-33 (20ga, 33 mil) (LF) | LF | 151.38 | DERIVADO | 1/A12.01 schedule B: STUD SIZE 3 5/8", GYPSUM BOARD 5/8", WALL THICKNESS 4 7/8", INSULATION YES; detail shows board to UNDERSIDE OF STRUCTURE, CONT ACOUS SEALANT top & bottom; height = B.O.D. (S2.20) | field: west x911.88-981.72 (no tag, continuity): floor(46.56 in/16)+1 = 3 x 152.97 in; east x1041.72-1123.08 (tag B-03): floor(54.24 in/16)+1 = 4 x 152.97 in; additional 2 (T from B-05 (+2)) x 152.97 in; opening double jambs +2 (9/S5.20 "DBL JAMB STUD") x full height; cripples 2 (above RO, @16") total 11.16 LF -> total 151.38 LF | A02.01 tag -> 1/A12.01 (PARTITION TYPE B, B2 + schedule row B) -> 7/S5.20 (362S137-33 @16", header schedule) -> 1F/S5.20 (1 1/2" C.R. channel @ 48") -> 2/S5.20 & 9/S5.20 (head track / dbl jamb at openings) -> A00.30 door schedule -> 10/A12.02 & 11/A12.02 (HM frame head/jamb) -> A04.01 RCP (ceiling per face) -> S2.20 (B.O.D.) -> A11.0x elevations (openings) | w1
B-04 | bottom track 362T125-33 3-5/8" (20ga) (LF) | LF | 8.4 | DERIVADO | 1/A12.01 schedule B: STUD SIZE 3 5/8", GYPSUM BOARD 5/8", WALL THICKNESS 4 7/8", INSULATION YES; detail shows board to UNDERSIDE OF STRUCTURE, CONT ACOUS SEALANT top & bottom | wall length minus door openings = 8.40 ft | A02.01 tag -> 1/A12.01 (PARTITION TYPE B, B2 + schedule row B) -> 7/S5.20 (362S137-33 @16", header schedule) -> 1F/S5.20 (1 1/2" C.R. channel @ 48") -> 2/S5.20 & 9/S5.20 (head track / dbl jamb at openings) -> A00.30 door schedule -> 10/A12.02 & 11/A12.02 (HM frame head/jamb) -> A04.01 RCP (ceiling per face) -> S2.20 (B.O.D.) -> A11.0x elevations (openings) | w1
B-04 | top deflection slip track 362T200-33 3-5/8" (20ga) (LF) | LF | 11.73 | DERIVADO | 1/A12.01 "CONTINUOUS SLIP TRACK" at underside of structure; S1.11 note 2 deflection at non-load-bearing walls | continuous over openings: 8.40 + 3.33 = 11.73 ft | A02.01 tag -> 1/A12.01 (PARTITION TYPE B, B2 + schedule row B) -> 7/S5.20 (362S137-33 @16", header schedule) -> 1F/S5.20 (1 1/2" C.R. channel @ 48") -> 2/S5.20 & 9/S5.20 (head track / dbl jamb at openings) -> A00.30 door schedule -> 10/A12.02 & 11/A12.02 (HM frame head/jamb) -> A04.01 RCP (ceiling per face) -> S2.20 (B.O.D.) -> A11.0x elevations (openings) | w1
B-04 | header / box beam single track 362T125-43 (18 GA) 3-5/8" at door 112 (LF) | LF | 3.83 | DERIVADO | 7/S5.20 HEADER SCHEDULE "ALL FLOORS / NON LOAD BRG / INTERIOR / 3'-4" / SINGLE TRACK 18 GAUGE"; 2/S5.20 head track cut & bent to jambs; 10/A12.02 head @ HM frame | RO 40.00 in (vector) + 2 x 3" tabs = 3.83 ft | A02.01 tag -> 1/A12.01 (PARTITION TYPE B, B2 + schedule row B) -> 7/S5.20 (362S137-33 @16", header schedule) -> 1F/S5.20 (1 1/2" C.R. channel @ 48") -> 2/S5.20 & 9/S5.20 (head track / dbl jamb at openings) -> A00.30 door schedule -> 10/A12.02 & 11/A12.02 (HM frame head/jamb) -> A04.01 RCP (ceiling per face) -> S2.20 (B.O.D.) -> A11.0x elevations (openings) | w1
B-04 | bracing C.R. channel 1-1/2" @ 48" O.C. (LF) | LF | 31.87 | DERIVADO | 1F/S5.20 "1 1/2" C.R. CHANNEL @ 48" O.C." (continuous bridging) | rows at [48, 96, 144] in AFF; each row = solid length 8.40 ft + openings only where row is above RO head | A02.01 tag -> 1/A12.01 (PARTITION TYPE B, B2 + schedule row B) -> 7/S5.20 (362S137-33 @16", header schedule) -> 1F/S5.20 (1 1/2" C.R. channel @ 48") -> 2/S5.20 & 9/S5.20 (head track / dbl jamb at openings) -> A00.30 door schedule -> 10/A12.02 & 11/A12.02 (HM frame head/jamb) -> A04.01 RCP (ceiling per face) -> S2.20 (B.O.D.) -> A11.0x elevations (openings) | w1
B-04 | 5/8" gypsum board regular - face S (SF) | SF | 125.68 | DERIVADO | 1/A12.01 schedule B: STUD SIZE 3 5/8", GYPSUM BOARD 5/8", WALL THICKNESS 4 7/8", INSULATION YES; A04.01 RCP per room | S (JANITOR CLOSET 112, open to structure) west x911.88-981.72 (no tag, continuity): 3.88 ft x 12.75 ft; S (JANITOR 112 / STORAGE 117) east x1041.72-1123.08 (tag B-03): 4.52 ft x 12.75 ft; band above door 112: 3.33 ft x (152.97 - 86)/12 = 18.60 SF (below band = 0, door to floor; net opening deducted) | A02.01 tag -> 1/A12.01 (PARTITION TYPE B, B2 + schedule row B) -> 7/S5.20 (362S137-33 @16", header schedule) -> 1F/S5.20 (1 1/2" C.R. channel @ 48") -> 2/S5.20 & 9/S5.20 (head track / dbl jamb at openings) -> A00.30 door schedule -> 10/A12.02 & 11/A12.02 (HM frame head/jamb) -> A04.01 RCP (ceiling per face) -> S2.20 (B.O.D.) -> A11.0x elevations (openings) | w1
B-04 | 5/8" gypsum board regular - face N (SF) | SF | 125.68 | DERIVADO | 1/A12.01 schedule B: STUD SIZE 3 5/8", GYPSUM BOARD 5/8", WALL THICKNESS 4 7/8", INSULATION YES; A04.01 RCP per room | N (MEN'S RESTROOM 113) west x911.88-981.72 (no tag, continuity): 3.88 ft x 12.75 ft; N (MEN'S RESTROOM 113 vestibule) east x1041.72-1123.08 (tag B-03): 4.52 ft x 12.75 ft; band above door 112: 3.33 ft x (152.97 - 86)/12 = 18.60 SF (below band = 0, door to floor; net opening deducted) | A02.01 tag -> 1/A12.01 (PARTITION TYPE B, B2 + schedule row B) -> 7/S5.20 (362S137-33 @16", header schedule) -> 1F/S5.20 (1 1/2" C.R. channel @ 48") -> 2/S5.20 & 9/S5.20 (head track / dbl jamb at openings) -> A00.30 door schedule -> 10/A12.02 & 11/A12.02 (HM frame head/jamb) -> A04.01 RCP (ceiling per face) -> S2.20 (B.O.D.) -> A11.0x elevations (openings) | w1
B-04 | batt insulation 3-1/2" (for 3-5/8" stud cavity) (SF) | SF | 125.68 | DERIVADO | 1/A12.01 schedule B: STUD SIZE 3 5/8", GYPSUM BOARD 5/8", WALL THICKNESS 4 7/8", INSULATION YES INSULATION "YES" / "BATT INSULATION" | cavity height = highest boarded face per segment (B, A1K: to structure); openings net, bands kept | A02.01 tag -> 1/A12.01 (PARTITION TYPE B, B2 + schedule row B) -> 7/S5.20 (362S137-33 @16", header schedule) -> 1F/S5.20 (1 1/2" C.R. channel @ 48") -> 2/S5.20 & 9/S5.20 (head track / dbl jamb at openings) -> A00.30 door schedule -> 10/A12.02 & 11/A12.02 (HM frame head/jamb) -> A04.01 RCP (ceiling per face) -> S2.20 (B.O.D.) -> A11.0x elevations (openings) | w1
B-04 | acoustical sealant continuous (LF) | LF | 40.27 | DERIVADO | 1/A12.01 "CONT ACOUS SEALANT" top and bottom both sides | 2 x 8.40 (bottom) + 2 x 11.73 (top) | A02.01 tag -> 1/A12.01 (PARTITION TYPE B, B2 + schedule row B) -> 7/S5.20 (362S137-33 @16", header schedule) -> 1F/S5.20 (1 1/2" C.R. channel @ 48") -> 2/S5.20 & 9/S5.20 (head track / dbl jamb at openings) -> A00.30 door schedule -> 10/A12.02 & 11/A12.02 (HM frame head/jamb) -> A04.01 RCP (ceiling per face) -> S2.20 (B.O.D.) -> A11.0x elevations (openings) | w1
B-05 | 3-5/8" metal stud 362S137-33 (20ga, 33 mil) (LF) | LF | 38.12 | DERIVADO | 1/A12.01 schedule B: STUD SIZE 3 5/8", GYPSUM BOARD 5/8", WALL THICKNESS 4 7/8", INSULATION YES; detail shows board to UNDERSIDE OF STRUCTURE, CONT ACOUS SEALANT top & bottom; height = B.O.D. (S2.20) | field: y1515.84-1578.84: floor(42.00 in/16)+1 = 3 x 152.49 in; additional 0 (ends counted in B-04/B-06) x 152.49 in; opening double jambs +0 (9/S5.20 "DBL JAMB STUD") x full height; cripples 0 (above RO, @16") total 0.00 LF -> total 38.12 LF | A02.01 tag -> 1/A12.01 (PARTITION TYPE B, B2 + schedule row B) -> 7/S5.20 (362S137-33 @16", header schedule) -> 1F/S5.20 (1 1/2" C.R. channel @ 48") -> 2/S5.20 & 9/S5.20 (head track / dbl jamb at openings) -> A00.30 door schedule -> 10/A12.02 & 11/A12.02 (HM frame head/jamb) -> A04.01 RCP (ceiling per face) -> S2.20 (B.O.D.) -> A11.0x elevations (openings) | w1
B-05 | bottom track 362T125-33 3-5/8" (20ga) (LF) | LF | 3.5 | DERIVADO | 1/A12.01 schedule B: STUD SIZE 3 5/8", GYPSUM BOARD 5/8", WALL THICKNESS 4 7/8", INSULATION YES; detail shows board to UNDERSIDE OF STRUCTURE, CONT ACOUS SEALANT top & bottom | wall length minus door openings = 3.50 ft | A02.01 tag -> 1/A12.01 (PARTITION TYPE B, B2 + schedule row B) -> 7/S5.20 (362S137-33 @16", header schedule) -> 1F/S5.20 (1 1/2" C.R. channel @ 48") -> 2/S5.20 & 9/S5.20 (head track / dbl jamb at openings) -> A00.30 door schedule -> 10/A12.02 & 11/A12.02 (HM frame head/jamb) -> A04.01 RCP (ceiling per face) -> S2.20 (B.O.D.) -> A11.0x elevations (openings) | w1
B-05 | top deflection slip track 362T200-33 3-5/8" (20ga) (LF) | LF | 3.5 | DERIVADO | 1/A12.01 "CONTINUOUS SLIP TRACK" at underside of structure; S1.11 note 2 deflection at non-load-bearing walls | continuous over openings: 3.50 + 0.00 = 3.50 ft | A02.01 tag -> 1/A12.01 (PARTITION TYPE B, B2 + schedule row B) -> 7/S5.20 (362S137-33 @16", header schedule) -> 1F/S5.20 (1 1/2" C.R. channel @ 48") -> 2/S5.20 & 9/S5.20 (head track / dbl jamb at openings) -> A00.30 door schedule -> 10/A12.02 & 11/A12.02 (HM frame head/jamb) -> A04.01 RCP (ceiling per face) -> S2.20 (B.O.D.) -> A11.0x elevations (openings) | w1
B-05 | bracing C.R. channel 1-1/2" @ 48" O.C. (LF) | LF | 10.5 | DERIVADO | 1F/S5.20 "1 1/2" C.R. CHANNEL @ 48" O.C." (continuous bridging) | rows at [48, 96, 144] in AFF; each row = solid length 3.50 ft + openings only where row is above RO head | A02.01 tag -> 1/A12.01 (PARTITION TYPE B, B2 + schedule row B) -> 7/S5.20 (362S137-33 @16", header schedule) -> 1F/S5.20 (1 1/2" C.R. channel @ 48") -> 2/S5.20 & 9/S5.20 (head track / dbl jamb at openings) -> A00.30 door schedule -> 10/A12.02 & 11/A12.02 (HM frame head/jamb) -> A04.01 RCP (ceiling per face) -> S2.20 (B.O.D.) -> A11.0x elevations (openings) | w1
B-05 | 5/8" gypsum board regular - face W (SF) | SF | 44.48 | DERIVADO | 1/A12.01 schedule B: STUD SIZE 3 5/8", GYPSUM BOARD 5/8", WALL THICKNESS 4 7/8", INSULATION YES; A04.01 RCP per room | W (JANITOR CLOSET 112) y1515.84-1578.84: 3.50 ft x 12.71 ft | A02.01 tag -> 1/A12.01 (PARTITION TYPE B, B2 + schedule row B) -> 7/S5.20 (362S137-33 @16", header schedule) -> 1F/S5.20 (1 1/2" C.R. channel @ 48") -> 2/S5.20 & 9/S5.20 (head track / dbl jamb at openings) -> A00.30 door schedule -> 10/A12.02 & 11/A12.02 (HM frame head/jamb) -> A04.01 RCP (ceiling per face) -> S2.20 (B.O.D.) -> A11.0x elevations (openings) | w1
B-05 | 5/8" gypsum board regular - face E (SF) | SF | 44.48 | DERIVADO | 1/A12.01 schedule B: STUD SIZE 3 5/8", GYPSUM BOARD 5/8", WALL THICKNESS 4 7/8", INSULATION YES; A04.01 RCP per room | E (STORAGE 117) y1515.84-1578.84: 3.50 ft x 12.71 ft | A02.01 tag -> 1/A12.01 (PARTITION TYPE B, B2 + schedule row B) -> 7/S5.20 (362S137-33 @16", header schedule) -> 1F/S5.20 (1 1/2" C.R. channel @ 48") -> 2/S5.20 & 9/S5.20 (head track / dbl jamb at openings) -> A00.30 door schedule -> 10/A12.02 & 11/A12.02 (HM frame head/jamb) -> A04.01 RCP (ceiling per face) -> S2.20 (B.O.D.) -> A11.0x elevations (openings) | w1
B-05 | batt insulation 3-1/2" (for 3-5/8" stud cavity) (SF) | SF | 44.48 | DERIVADO | 1/A12.01 schedule B: STUD SIZE 3 5/8", GYPSUM BOARD 5/8", WALL THICKNESS 4 7/8", INSULATION YES INSULATION "YES" / "BATT INSULATION" | cavity height = highest boarded face per segment (B, A1K: to structure); openings net, bands kept | A02.01 tag -> 1/A12.01 (PARTITION TYPE B, B2 + schedule row B) -> 7/S5.20 (362S137-33 @16", header schedule) -> 1F/S5.20 (1 1/2" C.R. channel @ 48") -> 2/S5.20 & 9/S5.20 (head track / dbl jamb at openings) -> A00.30 door schedule -> 10/A12.02 & 11/A12.02 (HM frame head/jamb) -> A04.01 RCP (ceiling per face) -> S2.20 (B.O.D.) -> A11.0x elevations (openings) | w1
B-05 | acoustical sealant continuous (LF) | LF | 14 | DERIVADO | 1/A12.01 "CONT ACOUS SEALANT" top and bottom both sides | 2 x 3.50 (bottom) + 2 x 3.50 (top) | A02.01 tag -> 1/A12.01 (PARTITION TYPE B, B2 + schedule row B) -> 7/S5.20 (362S137-33 @16", header schedule) -> 1F/S5.20 (1 1/2" C.R. channel @ 48") -> 2/S5.20 & 9/S5.20 (head track / dbl jamb at openings) -> A00.30 door schedule -> 10/A12.02 & 11/A12.02 (HM frame head/jamb) -> A04.01 RCP (ceiling per face) -> S2.20 (B.O.D.) -> A11.0x elevations (openings) | w1
B-06 | 3-5/8" metal stud 362S137-33 (20ga, 33 mil) (LF) | LF | 139.33 | DERIVADO | 1/A12.01 schedule B: STUD SIZE 3 5/8", GYPSUM BOARD 5/8", WALL THICKNESS 4 7/8", INSULATION YES; detail shows board to UNDERSIDE OF STRUCTURE, CONT ACOUS SEALANT top & bottom; height = B.O.D. (S2.20) | field: x911.88-1123.08: floor(140.80 in/16)+1 = 9 x 152.00 in; additional 2 (T from B-05 (+2)) x 152.00 in; opening double jambs +0 (9/S5.20 "DBL JAMB STUD") x full height; cripples 0 (above RO, @16") total 0.00 LF -> total 139.33 LF | A02.01 tag -> 1/A12.01 (PARTITION TYPE B, B2 + schedule row B) -> 7/S5.20 (362S137-33 @16", header schedule) -> 1F/S5.20 (1 1/2" C.R. channel @ 48") -> 2/S5.20 & 9/S5.20 (head track / dbl jamb at openings) -> A00.30 door schedule -> 10/A12.02 & 11/A12.02 (HM frame head/jamb) -> A04.01 RCP (ceiling per face) -> S2.20 (B.O.D.) -> A11.0x elevations (openings) | w1
B-06 | bottom track 362T125-33 3-5/8" (20ga) (LF) | LF | 11.73 | DERIVADO | 1/A12.01 schedule B: STUD SIZE 3 5/8", GYPSUM BOARD 5/8", WALL THICKNESS 4 7/8", INSULATION YES; detail shows board to UNDERSIDE OF STRUCTURE, CONT ACOUS SEALANT top & bottom | wall length minus door openings = 11.73 ft | A02.01 tag -> 1/A12.01 (PARTITION TYPE B, B2 + schedule row B) -> 7/S5.20 (362S137-33 @16", header schedule) -> 1F/S5.20 (1 1/2" C.R. channel @ 48") -> 2/S5.20 & 9/S5.20 (head track / dbl jamb at openings) -> A00.30 door schedule -> 10/A12.02 & 11/A12.02 (HM frame head/jamb) -> A04.01 RCP (ceiling per face) -> S2.20 (B.O.D.) -> A11.0x elevations (openings) | w1
B-06 | top deflection slip track 362T200-33 3-5/8" (20ga) (LF) | LF | 11.73 | DERIVADO | 1/A12.01 "CONTINUOUS SLIP TRACK" at underside of structure; S1.11 note 2 deflection at non-load-bearing walls | continuous over openings: 11.73 + 0.00 = 11.73 ft | A02.01 tag -> 1/A12.01 (PARTITION TYPE B, B2 + schedule row B) -> 7/S5.20 (362S137-33 @16", header schedule) -> 1F/S5.20 (1 1/2" C.R. channel @ 48") -> 2/S5.20 & 9/S5.20 (head track / dbl jamb at openings) -> A00.30 door schedule -> 10/A12.02 & 11/A12.02 (HM frame head/jamb) -> A04.01 RCP (ceiling per face) -> S2.20 (B.O.D.) -> A11.0x elevations (openings) | w1
B-06 | bracing C.R. channel 1-1/2" @ 48" O.C. (LF) | LF | 35.2 | DERIVADO | 1F/S5.20 "1 1/2" C.R. CHANNEL @ 48" O.C." (continuous bridging) | rows at [48, 96, 144] in AFF; each row = solid length 11.73 ft + openings only where row is above RO head | A02.01 tag -> 1/A12.01 (PARTITION TYPE B, B2 + schedule row B) -> 7/S5.20 (362S137-33 @16", header schedule) -> 1F/S5.20 (1 1/2" C.R. channel @ 48") -> 2/S5.20 & 9/S5.20 (head track / dbl jamb at openings) -> A00.30 door schedule -> 10/A12.02 & 11/A12.02 (HM frame head/jamb) -> A04.01 RCP (ceiling per face) -> S2.20 (B.O.D.) -> A11.0x elevations (openings) | w1
B-06 | 5/8" gypsum board regular - face N (SF) | SF | 148.62 | DERIVADO | 1/A12.01 schedule B: STUD SIZE 3 5/8", GYPSUM BOARD 5/8", WALL THICKNESS 4 7/8", INSULATION YES; A04.01 RCP per room | N (JANITOR 112 / STORAGE 117) x911.88-1123.08: 11.73 ft x 12.67 ft | A02.01 tag -> 1/A12.01 (PARTITION TYPE B, B2 + schedule row B) -> 7/S5.20 (362S137-33 @16", header schedule) -> 1F/S5.20 (1 1/2" C.R. channel @ 48") -> 2/S5.20 & 9/S5.20 (head track / dbl jamb at openings) -> A00.30 door schedule -> 10/A12.02 & 11/A12.02 (HM frame head/jamb) -> A04.01 RCP (ceiling per face) -> S2.20 (B.O.D.) -> A11.0x elevations (openings) | w1
B-06 | 5/8" gypsum board regular - face S (SF) | SF | 148.62 | DERIVADO | 1/A12.01 schedule B: STUD SIZE 3 5/8", GYPSUM BOARD 5/8", WALL THICKNESS 4 7/8", INSULATION YES; A04.01 RCP per room | S (WELLNESS 115) x911.88-1123.08: 11.73 ft x 12.67 ft | A02.01 tag -> 1/A12.01 (PARTITION TYPE B, B2 + schedule row B) -> 7/S5.20 (362S137-33 @16", header schedule) -> 1F/S5.20 (1 1/2" C.R. channel @ 48") -> 2/S5.20 & 9/S5.20 (head track / dbl jamb at openings) -> A00.30 door schedule -> 10/A12.02 & 11/A12.02 (HM frame head/jamb) -> A04.01 RCP (ceiling per face) -> S2.20 (B.O.D.) -> A11.0x elevations (openings) | w1
B-06 | batt insulation 3-1/2" (for 3-5/8" stud cavity) (SF) | SF | 148.62 | DERIVADO | 1/A12.01 schedule B: STUD SIZE 3 5/8", GYPSUM BOARD 5/8", WALL THICKNESS 4 7/8", INSULATION YES INSULATION "YES" / "BATT INSULATION" | cavity height = highest boarded face per segment (B, A1K: to structure); openings net, bands kept | A02.01 tag -> 1/A12.01 (PARTITION TYPE B, B2 + schedule row B) -> 7/S5.20 (362S137-33 @16", header schedule) -> 1F/S5.20 (1 1/2" C.R. channel @ 48") -> 2/S5.20 & 9/S5.20 (head track / dbl jamb at openings) -> A00.30 door schedule -> 10/A12.02 & 11/A12.02 (HM frame head/jamb) -> A04.01 RCP (ceiling per face) -> S2.20 (B.O.D.) -> A11.0x elevations (openings) | w1
B-06 | acoustical sealant continuous (LF) | LF | 46.93 | DERIVADO | 1/A12.01 "CONT ACOUS SEALANT" top and bottom both sides | 2 x 11.73 (bottom) + 2 x 11.73 (top) | A02.01 tag -> 1/A12.01 (PARTITION TYPE B, B2 + schedule row B) -> 7/S5.20 (362S137-33 @16", header schedule) -> 1F/S5.20 (1 1/2" C.R. channel @ 48") -> 2/S5.20 & 9/S5.20 (head track / dbl jamb at openings) -> A00.30 door schedule -> 10/A12.02 & 11/A12.02 (HM frame head/jamb) -> A04.01 RCP (ceiling per face) -> S2.20 (B.O.D.) -> A11.0x elevations (openings) | w1
B2-01 | 6" metal stud 600S137-33 (20ga) (LF) | LF | 46.13 | DERIVADO | B2 + S5.20 7 METAL STUD PROPERTIES: '362S137-33 3 5/8" INTERIOR WALLS @ 16" O.C.'; '600S137-33 6"'; '600T125-33 BOTTOM TRACK'; '600T200-97 TOP TRACK' | rows 1 x (floor(1.65 ft x 12 / 16)+1 = 2 field + 1 extra (1 end/jamb stud at the second end (field formula already gives one stud at each end; +1 for the jamb/end-cap side))) = 3 studs x 15.375 ft stud height (deck = S2.20 B.O.D. EL. 15'-4 1/2" (high roof, no slope; same T/STEEL 15'-4 1/2" in A09.23 Section H at grid 3, between grids E and B) - T/slab LEVEL 1 0'-0" (A09.23) = 15.375 ft) | A02.01 tag B2 -> 1/A12.01 (PARTITION TYPE B, B2 + schedule) -> S5.20 7 (stud/track properties) -> S5.20 2/9 (head track/openings) -> S5.20 1-F (bridging) | w2
B2-01 | bottom track 600T125-33 6" (20ga) (LF) | LF | 1.65 | DERIVADO | 1/A12.01 (PARTITION TYPE B, B2 + schedule) | 1 run(s) x 1.65 ft (vector band faces x=1123.08/1133.88 pt (thickness 10.80 pt = 7.20 in vs schedule 7 1/4"), extent y 726.12->755.88 = 29.76 pt / 18 = 1.65 ft) | A02.01 tag B2 -> 1/A12.01 (PARTITION TYPE B, B2 + schedule) -> S5.20 7 (stud/track properties) -> S5.20 2/9 (head track/openings) -> S5.20 1-F (bridging) | w2
B2-01 | top deflection slip track 600T200-97 6" x 2" leg (12ga) (LF) | LF | 1.65 | DERIVADO | 1/A12.01 (PARTITION TYPE B, B2 + schedule) | 1 run(s) x 1.65 ft (vector band faces x=1123.08/1133.88 pt (thickness 10.80 pt = 7.20 in vs schedule 7 1/4"), extent y 726.12->755.88 = 29.76 pt / 18 = 1.65 ft) | A02.01 tag B2 -> 1/A12.01 (PARTITION TYPE B, B2 + schedule) -> S5.20 7 (stud/track properties) -> S5.20 2/9 (head track/openings) -> S5.20 1-F (bridging) | w2
B2-01 | 5/8" gypsum board type X (LF/SF) - 1 layer | SF | 25.42 | DERIVADO | 1/A12.01 schedule GYPSUM BOARD 5/8"; detail shows board to UNDERSIDE OF STRUCTURE both faces | face ATM ROOM 102 (west): 1.65 ft x 15.375 ft (floor to deck) = 25.42 SF (wall length excludes door openings; band above each door is its own OPN row) | A02.01 tag B2 -> 1/A12.01 (PARTITION TYPE B, B2 + schedule) -> S5.20 7 (stud/track properties) -> S5.20 2/9 (head track/openings) -> S5.20 1-F (bridging) | w2
B2-01 | 5/8" gypsum board type X (LF/SF) - 1 layer | SF | 25.42 | DERIVADO | 1/A12.01 schedule GYPSUM BOARD 5/8"; detail shows board to UNDERSIDE OF STRUCTURE both faces | face CENTRAL ZONE 103 (east): 1.65 ft x 15.375 ft (floor to deck) = 25.42 SF (wall length excludes door openings; band above each door is its own OPN row) | A02.01 tag B2 -> 1/A12.01 (PARTITION TYPE B, B2 + schedule) -> S5.20 7 (stud/track properties) -> S5.20 2/9 (head track/openings) -> S5.20 1-F (bridging) | w2
B2-01 | batt insulation sound attenuation, 6" cavity (thickness per spec 09 21 16 - PENDIENTE) (SF) | SF | 25.42 | DERIVADO | 1/A12.01 schedule INSULATION YES; detail BATT INSULATION | 1.65 ft x 15.375 ft full cavity | A02.01 tag B2 -> 1/A12.01 (PARTITION TYPE B, B2 + schedule) -> S5.20 7 (stud/track properties) -> S5.20 2/9 (head track/openings) -> S5.20 1-F (bridging) | w2
B2-01 | acoustical sealant (LF) | LF | 6.61 | DERIVADO | 1/A12.01 CONT ACOUS SEALANT (top and bottom, both faces) | 4 runs (top+bottom, both faces) x 1.65 ft | A02.01 tag B2 -> 1/A12.01 (PARTITION TYPE B, B2 + schedule) -> S5.20 7 (stud/track properties) -> S5.20 2/9 (head track/openings) -> S5.20 1-F (bridging) | w2
B2-01 | bracing C.R. channel 1-1/2" 16ga @ 48" O.C. (LF) | LF | 4.96 | DERIVADO | S5.20 1-F 'BRIDGING AND BRACING - CONTINUOUS BRIDGING' 1 1/2" C.R. CHANNEL @ 48" O.C.; S1.11 CFS note 4 (bridging per delegated submittal) | rows of bridging = ceil(184.5 in / 48) - 1 = 3 x 1 stud row(s) x 1.65 ft [applies S5.20 1-F generically; RFI-w2-06] | A02.01 tag B2 -> 1/A12.01 (PARTITION TYPE B, B2 + schedule) -> S5.20 7 (stud/track properties) -> S5.20 2/9 (head track/openings) -> S5.20 1-F (bridging) | w2
B2-02 | 6" metal stud 600S137-33 (20ga) (LF) | LF | 39.15 | DERIVADO | B2 + S5.20 7 METAL STUD PROPERTIES: '362S137-33 3 5/8" INTERIOR WALLS @ 16" O.C.'; '600S137-33 6"'; '600T125-33 BOTTOM TRACK'; '600T200-97 TOP TRACK' | rows 1 x (floor(1.82 ft x 12 / 16)+1 = 2 field + 1 extra (1 end/jamb stud at the second end (field formula already gives one stud at each end; +1 for the jamb/end-cap side))) = 3 studs x 12.968 ft stud height (deck interpolated N-S between S2.20 B.O.D. EL. 13'-0 5/8" @ grid B (y=1246.1 pt) and 12'-6 3/8" @ grid A (y=1700.5 pt): 13.052 - (1319.6-1246.1)/454.4 x 0.521 = 12.968 ft (minus T/slab 0'-0")) ¦¦ LEADER R3: x (13.052 / 12.97) = high end of sloped zone B-A per skill (S2.20 13'-0 5/8") | A02.01 tag B2 -> 1/A12.01 (PARTITION TYPE B, B2 + schedule) -> S5.20 7 (stud/track properties) -> S5.20 2/9 (head track/openings) -> S5.20 1-F (bridging) | w2
B2-02 | bottom track 600T125-33 6" (20ga) (LF) | LF | 1.82 | DERIVADO | 1/A12.01 (PARTITION TYPE B, B2 + schedule) | 1 run(s) x 1.82 ft (vector band faces x=1123.08/1133.88 pt (thickness 10.80 pt = 7.20 in vs schedule 7 1/4"), extent y 1303.20->1335.96 = 32.76 pt / 18 = 1.82 ft) | A02.01 tag B2 -> 1/A12.01 (PARTITION TYPE B, B2 + schedule) -> S5.20 7 (stud/track properties) -> S5.20 2/9 (head track/openings) -> S5.20 1-F (bridging) | w2
B2-02 | top deflection slip track 600T200-97 6" x 2" leg (12ga) (LF) | LF | 1.82 | DERIVADO | 1/A12.01 (PARTITION TYPE B, B2 + schedule) | 1 run(s) x 1.82 ft (vector band faces x=1123.08/1133.88 pt (thickness 10.80 pt = 7.20 in vs schedule 7 1/4"), extent y 1303.20->1335.96 = 32.76 pt / 18 = 1.82 ft) | A02.01 tag B2 -> 1/A12.01 (PARTITION TYPE B, B2 + schedule) -> S5.20 7 (stud/track properties) -> S5.20 2/9 (head track/openings) -> S5.20 1-F (bridging) | w2
B2-02 | 5/8" gypsum board type X (LF/SF) - 1 layer | SF | 23.6 | DERIVADO | 1/A12.01 schedule GYPSUM BOARD 5/8"; detail shows board to UNDERSIDE OF STRUCTURE both faces | face WOMEN'S RESTROOM 114 alcove (west): 1.82 ft x 12.968 ft (floor to deck) = 23.60 SF (wall length excludes door openings; band above each door is its own OPN row) | A02.01 tag B2 -> 1/A12.01 (PARTITION TYPE B, B2 + schedule) -> S5.20 7 (stud/track properties) -> S5.20 2/9 (head track/openings) -> S5.20 1-F (bridging) | w2
B2-02 | 5/8" gypsum board type X (LF/SF) - 1 layer | SF | 23.6 | DERIVADO | 1/A12.01 schedule GYPSUM BOARD 5/8"; detail shows board to UNDERSIDE OF STRUCTURE both faces | face CORRIDOR 111 (east): 1.82 ft x 12.968 ft (floor to deck) = 23.60 SF (wall length excludes door openings; band above each door is its own OPN row) | A02.01 tag B2 -> 1/A12.01 (PARTITION TYPE B, B2 + schedule) -> S5.20 7 (stud/track properties) -> S5.20 2/9 (head track/openings) -> S5.20 1-F (bridging) | w2
B2-02 | batt insulation sound attenuation, 6" cavity (thickness per spec 09 21 16 - PENDIENTE) (SF) | SF | 23.6 | DERIVADO | 1/A12.01 schedule INSULATION YES; detail BATT INSULATION | 1.82 ft x 12.968 ft full cavity | A02.01 tag B2 -> 1/A12.01 (PARTITION TYPE B, B2 + schedule) -> S5.20 7 (stud/track properties) -> S5.20 2/9 (head track/openings) -> S5.20 1-F (bridging) | w2
B2-02 | acoustical sealant (LF) | LF | 7.28 | DERIVADO | 1/A12.01 CONT ACOUS SEALANT (top and bottom, both faces) | 4 runs (top+bottom, both faces) x 1.82 ft | A02.01 tag B2 -> 1/A12.01 (PARTITION TYPE B, B2 + schedule) -> S5.20 7 (stud/track properties) -> S5.20 2/9 (head track/openings) -> S5.20 1-F (bridging) | w2
B2-02 | bracing C.R. channel 1-1/2" 16ga @ 48" O.C. (LF) | LF | 5.46 | DERIVADO | S5.20 1-F 'BRIDGING AND BRACING - CONTINUOUS BRIDGING' 1 1/2" C.R. CHANNEL @ 48" O.C.; S1.11 CFS note 4 (bridging per delegated submittal) | rows of bridging = ceil(155.6 in / 48) - 1 = 3 x 1 stud row(s) x 1.82 ft [applies S5.20 1-F generically; RFI-w2-06] | A02.01 tag B2 -> 1/A12.01 (PARTITION TYPE B, B2 + schedule) -> S5.20 7 (stud/track properties) -> S5.20 2/9 (head track/openings) -> S5.20 1-F (bridging) | w2
B2-03 | 6" metal stud 600S137-33 (20ga) (LF) | LF | 39.15 | DERIVADO | B2 + S5.20 7 METAL STUD PROPERTIES: '362S137-33 3 5/8" INTERIOR WALLS @ 16" O.C.'; '600S137-33 6"'; '600T125-33 BOTTOM TRACK'; '600T200-97 TOP TRACK' | rows 1 x (floor(1.80 ft x 12 / 16)+1 = 2 field + 1 extra (1 end/jamb stud at the second end (field formula already gives one stud at each end; +1 for the jamb/end-cap side))) = 3 studs x 12.846 ft stud height (deck interpolated N-S between S2.20 B.O.D. EL. 13'-0 5/8" @ grid B (y=1246.1 pt) and 12'-6 3/8" @ grid A (y=1700.5 pt): 13.052 - (1425.5-1246.1)/454.4 x 0.521 = 12.846 ft (minus T/slab 0'-0")) ¦¦ LEADER R3: x (13.052 / 12.85) = high end of sloped zone B-A per skill (S2.20 13'-0 5/8") | A02.01 tag B2 -> 1/A12.01 (PARTITION TYPE B, B2 + schedule) -> S5.20 7 (stud/track properties) -> S5.20 2/9 (head track/openings) -> S5.20 1-F (bridging) | w2
B2-03 | bottom track 600T125-33 6" (20ga) (LF) | LF | 1.8 | DERIVADO | 1/A12.01 (PARTITION TYPE B, B2 + schedule) | 1 run(s) x 1.80 ft (vector band faces x=1123.08/1133.88 pt (thickness 10.80 pt = 7.20 in vs schedule 7 1/4"), extent y 1409.28->1441.68 = 32.40 pt / 18 = 1.80 ft) | A02.01 tag B2 -> 1/A12.01 (PARTITION TYPE B, B2 + schedule) -> S5.20 7 (stud/track properties) -> S5.20 2/9 (head track/openings) -> S5.20 1-F (bridging) | w2
B2-03 | top deflection slip track 600T200-97 6" x 2" leg (12ga) (LF) | LF | 1.8 | DERIVADO | 1/A12.01 (PARTITION TYPE B, B2 + schedule) | 1 run(s) x 1.80 ft (vector band faces x=1123.08/1133.88 pt (thickness 10.80 pt = 7.20 in vs schedule 7 1/4"), extent y 1409.28->1441.68 = 32.40 pt / 18 = 1.80 ft) | A02.01 tag B2 -> 1/A12.01 (PARTITION TYPE B, B2 + schedule) -> S5.20 7 (stud/track properties) -> S5.20 2/9 (head track/openings) -> S5.20 1-F (bridging) | w2
B2-03 | 5/8" gypsum board type X (LF/SF) - 1 layer | SF | 23.12 | DERIVADO | 1/A12.01 schedule GYPSUM BOARD 5/8"; detail shows board to UNDERSIDE OF STRUCTURE both faces | face MEN'S RESTROOM 113 (west): 1.80 ft x 12.846 ft (floor to deck) = 23.12 SF (wall length excludes door openings; band above each door is its own OPN row) | A02.01 tag B2 -> 1/A12.01 (PARTITION TYPE B, B2 + schedule) -> S5.20 7 (stud/track properties) -> S5.20 2/9 (head track/openings) -> S5.20 1-F (bridging) | w2
B2-03 | 5/8" gypsum board type X (LF/SF) - 1 layer | SF | 23.12 | DERIVADO | 1/A12.01 schedule GYPSUM BOARD 5/8"; detail shows board to UNDERSIDE OF STRUCTURE both faces | face CORRIDOR 111 (east): 1.80 ft x 12.846 ft (floor to deck) = 23.12 SF (wall length excludes door openings; band above each door is its own OPN row) | A02.01 tag B2 -> 1/A12.01 (PARTITION TYPE B, B2 + schedule) -> S5.20 7 (stud/track properties) -> S5.20 2/9 (head track/openings) -> S5.20 1-F (bridging) | w2
B2-03 | batt insulation sound attenuation, 6" cavity (thickness per spec 09 21 16 - PENDIENTE) (SF) | SF | 23.12 | DERIVADO | 1/A12.01 schedule INSULATION YES; detail BATT INSULATION | 1.80 ft x 12.846 ft full cavity | A02.01 tag B2 -> 1/A12.01 (PARTITION TYPE B, B2 + schedule) -> S5.20 7 (stud/track properties) -> S5.20 2/9 (head track/openings) -> S5.20 1-F (bridging) | w2
B2-03 | acoustical sealant (LF) | LF | 7.2 | DERIVADO | 1/A12.01 CONT ACOUS SEALANT (top and bottom, both faces) | 4 runs (top+bottom, both faces) x 1.80 ft | A02.01 tag B2 -> 1/A12.01 (PARTITION TYPE B, B2 + schedule) -> S5.20 7 (stud/track properties) -> S5.20 2/9 (head track/openings) -> S5.20 1-F (bridging) | w2
B2-03 | bracing C.R. channel 1-1/2" 16ga @ 48" O.C. (LF) | LF | 5.4 | DERIVADO | S5.20 1-F 'BRIDGING AND BRACING - CONTINUOUS BRIDGING' 1 1/2" C.R. CHANNEL @ 48" O.C.; S1.11 CFS note 4 (bridging per delegated submittal) | rows of bridging = ceil(154.2 in / 48) - 1 = 3 x 1 stud row(s) x 1.80 ft [applies S5.20 1-F generically; RFI-w2-06] | A02.01 tag B2 -> 1/A12.01 (PARTITION TYPE B, B2 + schedule) -> S5.20 7 (stud/track properties) -> S5.20 2/9 (head track/openings) -> S5.20 1-F (bridging) | w2
B2-07 | 6" metal stud 600S137-33 (20ga) (LF) | LF | 26.1 | DERIVADO | B2 + S5.20 7 METAL STUD PROPERTIES: '362S137-33 3 5/8" INTERIOR WALLS @ 16" O.C.'; '600S137-33 6"'; '600T125-33 BOTTOM TRACK'; '600T200-97 TOP TRACK' | rows 1 x (floor(0.88 ft x 12 / 16)+1 = 1 field + 1 extra (1 end/jamb stud at the second end (field formula already gives one stud at each end; +1 for the jamb/end-cap side))) = 2 studs x 12.750 ft stud height (deck interpolated N-S between S2.20 B.O.D. EL. 13'-0 5/8" @ grid B (y=1246.1 pt) and 12'-6 3/8" @ grid A (y=1700.5 pt): 13.052 - (1509.6-1246.1)/454.4 x 0.521 = 12.750 ft (minus T/slab 0'-0")) ¦¦ LEADER R3: x (13.052 / 12.75) = high end of sloped zone B-A per skill (S2.20 13'-0 5/8") | A02.01 tag B2 -> 1/A12.01 (PARTITION TYPE B, B2 + schedule) -> S5.20 7 (stud/track properties) -> S5.20 2/9 (head track/openings) -> S5.20 1-F (bridging) | w2
B2-07 | bottom track 600T125-33 6" (20ga) (LF) | LF | 0.88 | DERIVADO | 1/A12.01 (PARTITION TYPE B, B2 + schedule) | 1 run(s) x 0.88 ft (vector band faces x=1123.08/1133.88 pt (thickness 10.80 pt = 7.20 in vs schedule 7 1/4"), extent y 1501.68->1517.52 = 15.84 pt / 18 = 0.88 ft) | A02.01 tag B2 -> 1/A12.01 (PARTITION TYPE B, B2 + schedule) -> S5.20 7 (stud/track properties) -> S5.20 2/9 (head track/openings) -> S5.20 1-F (bridging) | w2
B2-07 | top deflection slip track 600T200-97 6" x 2" leg (12ga) (LF) | LF | 0.88 | DERIVADO | 1/A12.01 (PARTITION TYPE B, B2 + schedule) | 1 run(s) x 0.88 ft (vector band faces x=1123.08/1133.88 pt (thickness 10.80 pt = 7.20 in vs schedule 7 1/4"), extent y 1501.68->1517.52 = 15.84 pt / 18 = 0.88 ft) | A02.01 tag B2 -> 1/A12.01 (PARTITION TYPE B, B2 + schedule) -> S5.20 7 (stud/track properties) -> S5.20 2/9 (head track/openings) -> S5.20 1-F (bridging) | w2
B2-07 | 5/8" gypsum board type X (LF/SF) - 1 layer | SF | 11.22 | DERIVADO | 1/A12.01 schedule GYPSUM BOARD 5/8"; detail shows board to UNDERSIDE OF STRUCTURE both faces | face MEN'S RR 113 / STORAGE 117 (west): 0.88 ft x 12.750 ft (floor to deck) = 11.22 SF (wall length excludes door openings; band above each door is its own OPN row) | A02.01 tag B2 -> 1/A12.01 (PARTITION TYPE B, B2 + schedule) -> S5.20 7 (stud/track properties) -> S5.20 2/9 (head track/openings) -> S5.20 1-F (bridging) | w2
B2-07 | 5/8" gypsum board type X (LF/SF) - 1 layer | SF | 11.22 | DERIVADO | 1/A12.01 schedule GYPSUM BOARD 5/8"; detail shows board to UNDERSIDE OF STRUCTURE both faces | face CORRIDOR (east): 0.88 ft x 12.750 ft (floor to deck) = 11.22 SF (wall length excludes door openings; band above each door is its own OPN row) | A02.01 tag B2 -> 1/A12.01 (PARTITION TYPE B, B2 + schedule) -> S5.20 7 (stud/track properties) -> S5.20 2/9 (head track/openings) -> S5.20 1-F (bridging) | w2
B2-07 | batt insulation sound attenuation, 6" cavity (thickness per spec 09 21 16 - PENDIENTE) (SF) | SF | 11.22 | DERIVADO | 1/A12.01 schedule INSULATION YES; detail BATT INSULATION | 0.88 ft x 12.750 ft full cavity | A02.01 tag B2 -> 1/A12.01 (PARTITION TYPE B, B2 + schedule) -> S5.20 7 (stud/track properties) -> S5.20 2/9 (head track/openings) -> S5.20 1-F (bridging) | w2
B2-07 | acoustical sealant (LF) | LF | 3.52 | DERIVADO | 1/A12.01 CONT ACOUS SEALANT (top and bottom, both faces) | 4 runs (top+bottom, both faces) x 0.88 ft | A02.01 tag B2 -> 1/A12.01 (PARTITION TYPE B, B2 + schedule) -> S5.20 7 (stud/track properties) -> S5.20 2/9 (head track/openings) -> S5.20 1-F (bridging) | w2
B2-07 | bracing C.R. channel 1-1/2" 16ga @ 48" O.C. (LF) | LF | 2.64 | DERIVADO | S5.20 1-F 'BRIDGING AND BRACING - CONTINUOUS BRIDGING' 1 1/2" C.R. CHANNEL @ 48" O.C.; S1.11 CFS note 4 (bridging per delegated submittal) | rows of bridging = ceil(153.0 in / 48) - 1 = 3 x 1 stud row(s) x 0.88 ft [applies S5.20 1-F generically; RFI-w2-06] | A02.01 tag B2 -> 1/A12.01 (PARTITION TYPE B, B2 + schedule) -> S5.20 7 (stud/track properties) -> S5.20 2/9 (head track/openings) -> S5.20 1-F (bridging) | w2
B2-05 | 6" metal stud 600S137-33 (20ga) (LF) | LF | 52.23 | DERIVADO | B2 + S5.20 7 METAL STUD PROPERTIES: '362S137-33 3 5/8" INTERIOR WALLS @ 16" O.C.'; '600S137-33 6"'; '600T125-33 BOTTOM TRACK'; '600T200-97 TOP TRACK' | rows 1 x (floor(2.69 ft x 12 / 16)+1 = 3 field + 1 extra (1 end/jamb stud at the second end (field formula already gives one stud at each end; +1 for the jamb/end-cap side))) = 4 studs x 12.644 ft stud height (deck interpolated N-S between S2.20 B.O.D. EL. 13'-0 5/8" @ grid B (y=1246.1 pt) and 12'-6 3/8" @ grid A (y=1700.5 pt): 13.052 - (1601.8-1246.1)/454.4 x 0.521 = 12.644 ft (minus T/slab 0'-0")) ¦¦ LEADER R3: x (13.052 / 12.64) = high end of sloped zone B-A per skill (S2.20 13'-0 5/8") | A02.01 tag B2 -> 1/A12.01 (PARTITION TYPE B, B2 + schedule) -> S5.20 7 (stud/track properties) -> S5.20 2/9 (head track/openings) -> S5.20 1-F (bridging) | w2
B2-05 | bottom track 600T125-33 6" (20ga) (LF) | LF | 2.69 | DERIVADO | 1/A12.01 (PARTITION TYPE B, B2 + schedule) | 1 run(s) x 2.69 ft (vector band faces x=1123.08/1133.88 pt (thickness 10.80 pt = 7.20 in vs schedule 7 1/4"), extent y 1577.52->1626.00 = 48.48 pt / 18 = 2.69 ft) | A02.01 tag B2 -> 1/A12.01 (PARTITION TYPE B, B2 + schedule) -> S5.20 7 (stud/track properties) -> S5.20 2/9 (head track/openings) -> S5.20 1-F (bridging) | w2
B2-05 | top deflection slip track 600T200-97 6" x 2" leg (12ga) (LF) | LF | 2.69 | DERIVADO | 1/A12.01 (PARTITION TYPE B, B2 + schedule) | 1 run(s) x 2.69 ft (vector band faces x=1123.08/1133.88 pt (thickness 10.80 pt = 7.20 in vs schedule 7 1/4"), extent y 1577.52->1626.00 = 48.48 pt / 18 = 2.69 ft) | A02.01 tag B2 -> 1/A12.01 (PARTITION TYPE B, B2 + schedule) -> S5.20 7 (stud/track properties) -> S5.20 2/9 (head track/openings) -> S5.20 1-F (bridging) | w2
B2-05 | 5/8" gypsum board type X (LF/SF) - 1 layer | SF | 34.06 | DERIVADO | 1/A12.01 schedule GYPSUM BOARD 5/8"; detail shows board to UNDERSIDE OF STRUCTURE both faces | face STORAGE 117 + WELLNESS 115 (west): 2.69 ft x 12.644 ft (floor to deck) = 34.06 SF (wall length excludes door openings; band above each door is its own OPN row) | A02.01 tag B2 -> 1/A12.01 (PARTITION TYPE B, B2 + schedule) -> S5.20 7 (stud/track properties) -> S5.20 2/9 (head track/openings) -> S5.20 1-F (bridging) | w2
B2-05 | 5/8" gypsum board type X (LF/SF) - 1 layer | SF | 34.06 | DERIVADO | 1/A12.01 schedule GYPSUM BOARD 5/8"; detail shows board to UNDERSIDE OF STRUCTURE both faces | face CORRIDOR (east): 2.69 ft x 12.644 ft (floor to deck) = 34.06 SF (wall length excludes door openings; band above each door is its own OPN row) | A02.01 tag B2 -> 1/A12.01 (PARTITION TYPE B, B2 + schedule) -> S5.20 7 (stud/track properties) -> S5.20 2/9 (head track/openings) -> S5.20 1-F (bridging) | w2
B2-05 | batt insulation sound attenuation, 6" cavity (thickness per spec 09 21 16 - PENDIENTE) (SF) | SF | 34.06 | DERIVADO | 1/A12.01 schedule INSULATION YES; detail BATT INSULATION | 2.69 ft x 12.644 ft full cavity | A02.01 tag B2 -> 1/A12.01 (PARTITION TYPE B, B2 + schedule) -> S5.20 7 (stud/track properties) -> S5.20 2/9 (head track/openings) -> S5.20 1-F (bridging) | w2
B2-05 | acoustical sealant (LF) | LF | 10.77 | DERIVADO | 1/A12.01 CONT ACOUS SEALANT (top and bottom, both faces) | 4 runs (top+bottom, both faces) x 2.69 ft | A02.01 tag B2 -> 1/A12.01 (PARTITION TYPE B, B2 + schedule) -> S5.20 7 (stud/track properties) -> S5.20 2/9 (head track/openings) -> S5.20 1-F (bridging) | w2
B2-05 | bracing C.R. channel 1-1/2" 16ga @ 48" O.C. (LF) | LF | 8.08 | DERIVADO | S5.20 1-F 'BRIDGING AND BRACING - CONTINUOUS BRIDGING' 1 1/2" C.R. CHANNEL @ 48" O.C.; S1.11 CFS note 4 (bridging per delegated submittal) | rows of bridging = ceil(151.7 in / 48) - 1 = 3 x 1 stud row(s) x 2.69 ft [applies S5.20 1-F generically; RFI-w2-06] | A02.01 tag B2 -> 1/A12.01 (PARTITION TYPE B, B2 + schedule) -> S5.20 7 (stud/track properties) -> S5.20 2/9 (head track/openings) -> S5.20 1-F (bridging) | w2
B2-08 | 6" metal stud 600S137-33 (20ga) (LF) | LF | 26.11 | DERIVADO | B2 + S5.20 7 METAL STUD PROPERTIES: '362S137-33 3 5/8" INTERIOR WALLS @ 16" O.C.'; '600S137-33 6"'; '600T125-33 BOTTOM TRACK'; '600T200-97 TOP TRACK' | rows 1 x (floor(0.41 ft x 12 / 16)+1 = 1 field + 1 extra (1 end/jamb stud at the second end (field formula already gives one stud at each end; +1 for the jamb/end-cap side))) = 2 studs x 12.544 ft stud height (deck interpolated N-S between S2.20 B.O.D. EL. 13'-0 5/8" @ grid B (y=1246.1 pt) and 12'-6 3/8" @ grid A (y=1700.5 pt): 13.052 - (1689.7-1246.1)/454.4 x 0.521 = 12.544 ft (minus T/slab 0'-0")) ¦¦ LEADER R3: x (13.052 / 12.54) = high end of sloped zone B-A per skill (S2.20 13'-0 5/8") | A02.01 tag B2 -> 1/A12.01 (PARTITION TYPE B, B2 + schedule) -> S5.20 7 (stud/track properties) -> S5.20 2/9 (head track/openings) -> S5.20 1-F (bridging) | w2
B2-08 | bottom track 600T125-33 6" (20ga) (LF) | LF | 0.41 | DERIVADO | 1/A12.01 (PARTITION TYPE B, B2 + schedule) | 1 run(s) x 0.41 ft (vector band faces x=1123.08/1133.88 pt (thickness 10.80 pt = 7.20 in vs schedule 7 1/4"), extent y 1686.00->1693.44 = 7.44 pt / 18 = 0.41 ft) | A02.01 tag B2 -> 1/A12.01 (PARTITION TYPE B, B2 + schedule) -> S5.20 7 (stud/track properties) -> S5.20 2/9 (head track/openings) -> S5.20 1-F (bridging) | w2
B2-08 | top deflection slip track 600T200-97 6" x 2" leg (12ga) (LF) | LF | 0.41 | DERIVADO | 1/A12.01 (PARTITION TYPE B, B2 + schedule) | 1 run(s) x 0.41 ft (vector band faces x=1123.08/1133.88 pt (thickness 10.80 pt = 7.20 in vs schedule 7 1/4"), extent y 1686.00->1693.44 = 7.44 pt / 18 = 0.41 ft) | A02.01 tag B2 -> 1/A12.01 (PARTITION TYPE B, B2 + schedule) -> S5.20 7 (stud/track properties) -> S5.20 2/9 (head track/openings) -> S5.20 1-F (bridging) | w2
B2-08 | 5/8" gypsum board type X (LF/SF) - 1 layer | SF | 5.18 | DERIVADO | 1/A12.01 schedule GYPSUM BOARD 5/8"; detail shows board to UNDERSIDE OF STRUCTURE both faces | face WELLNESS 115 (west): 0.41 ft x 12.544 ft (floor to deck) = 5.18 SF (wall length excludes door openings; band above each door is its own OPN row) | A02.01 tag B2 -> 1/A12.01 (PARTITION TYPE B, B2 + schedule) -> S5.20 7 (stud/track properties) -> S5.20 2/9 (head track/openings) -> S5.20 1-F (bridging) | w2
B2-08 | 5/8" gypsum board type X (LF/SF) - 1 layer | SF | 5.18 | DERIVADO | 1/A12.01 schedule GYPSUM BOARD 5/8"; detail shows board to UNDERSIDE OF STRUCTURE both faces | face CORRIDOR / vestibule at door 123 (east): 0.41 ft x 12.544 ft (floor to deck) = 5.18 SF (wall length excludes door openings; band above each door is its own OPN row) | A02.01 tag B2 -> 1/A12.01 (PARTITION TYPE B, B2 + schedule) -> S5.20 7 (stud/track properties) -> S5.20 2/9 (head track/openings) -> S5.20 1-F (bridging) | w2
B2-08 | batt insulation sound attenuation, 6" cavity (thickness per spec 09 21 16 - PENDIENTE) (SF) | SF | 5.18 | DERIVADO | 1/A12.01 schedule INSULATION YES; detail BATT INSULATION | 0.41 ft x 12.544 ft full cavity | A02.01 tag B2 -> 1/A12.01 (PARTITION TYPE B, B2 + schedule) -> S5.20 7 (stud/track properties) -> S5.20 2/9 (head track/openings) -> S5.20 1-F (bridging) | w2
B2-08 | acoustical sealant (LF) | LF | 1.65 | DERIVADO | 1/A12.01 CONT ACOUS SEALANT (top and bottom, both faces) | 4 runs (top+bottom, both faces) x 0.41 ft | A02.01 tag B2 -> 1/A12.01 (PARTITION TYPE B, B2 + schedule) -> S5.20 7 (stud/track properties) -> S5.20 2/9 (head track/openings) -> S5.20 1-F (bridging) | w2
B2-08 | bracing C.R. channel 1-1/2" 16ga @ 48" O.C. (LF) | LF | 1.24 | DERIVADO | S5.20 1-F 'BRIDGING AND BRACING - CONTINUOUS BRIDGING' 1 1/2" C.R. CHANNEL @ 48" O.C.; S1.11 CFS note 4 (bridging per delegated submittal) | rows of bridging = ceil(150.5 in / 48) - 1 = 3 x 1 stud row(s) x 0.41 ft [applies S5.20 1-F generically; RFI-w2-06] | A02.01 tag B2 -> 1/A12.01 (PARTITION TYPE B, B2 + schedule) -> S5.20 7 (stud/track properties) -> S5.20 2/9 (head track/openings) -> S5.20 1-F (bridging) | w2
B2-04 | 6" metal stud 600S137-33 (20ga) (LF) | LF | 156.64 | DERIVADO | B2 + S5.20 7 METAL STUD PROPERTIES: '362S137-33 3 5/8" INTERIOR WALLS @ 16" O.C.'; '600S137-33 6"'; '600T125-33 BOTTOM TRACK'; '600T200-97 TOP TRACK' | rows 1 x (floor(11.74 ft x 12 / 16)+1 = 9 field + 3 extra (+1 end cap at door 116 jamb, +2 at intersection with A1 wall y=1488 (w1) - backing)) = 12 studs x 12.660 ft stud height (deck interpolated N-S between S2.20 B.O.D. EL. 13'-0 5/8" @ grid B (y=1246.1 pt) and 12'-6 3/8" @ grid A (y=1700.5 pt): 13.052 - (1587.8-1246.1)/454.4 x 0.521 = 12.660 ft (minus T/slab 0'-0")) ¦¦ LEADER R3: x (13.052 / 12.66) = high end of sloped zone B-A per skill (S2.20 13'-0 5/8") | A02.01 tag B2 -> 1/A12.01 (PARTITION TYPE B, B2 + schedule) -> S5.20 7 (stud/track properties) -> S5.20 2/9 (head track/openings) -> S5.20 1-F (bridging) | w2
B2-04 | bottom track 600T125-33 6" (20ga) (LF) | LF | 11.74 | DERIVADO | 1/A12.01 (PARTITION TYPE B, B2 + schedule) | 1 run(s) x 11.74 ft (vector band faces x=1622.16/1633.08 pt (thickness 10.92 pt = 7.28 in vs schedule 7 1/4"), extent y 1482.12->1693.44 = 211.32 pt / 18 = 11.74 ft) | A02.01 tag B2 -> 1/A12.01 (PARTITION TYPE B, B2 + schedule) -> S5.20 7 (stud/track properties) -> S5.20 2/9 (head track/openings) -> S5.20 1-F (bridging) | w2
B2-04 | top deflection slip track 600T200-97 6" x 2" leg (12ga) (LF) | LF | 11.74 | DERIVADO | 1/A12.01 (PARTITION TYPE B, B2 + schedule) | 1 run(s) x 11.74 ft (vector band faces x=1622.16/1633.08 pt (thickness 10.92 pt = 7.28 in vs schedule 7 1/4"), extent y 1482.12->1693.44 = 211.32 pt / 18 = 11.74 ft) | A02.01 tag B2 -> 1/A12.01 (PARTITION TYPE B, B2 + schedule) -> S5.20 7 (stud/track properties) -> S5.20 2/9 (head track/openings) -> S5.20 1-F (bridging) | w2
B2-04 | 5/8" gypsum board type X (LF/SF) - 1 layer | SF | 148.63 | DERIVADO | 1/A12.01 schedule GYPSUM BOARD 5/8"; detail shows board to UNDERSIDE OF STRUCTURE both faces | face BREAK ROOM 118 (west): 11.74 ft x 12.660 ft (floor to deck) = 148.63 SF (wall length excludes door openings; band above each door is its own OPN row) | A02.01 tag B2 -> 1/A12.01 (PARTITION TYPE B, B2 + schedule) -> S5.20 7 (stud/track properties) -> S5.20 2/9 (head track/openings) -> S5.20 1-F (bridging) | w2
B2-04 | 5/8" gypsum board type X (LF/SF) - 1 layer | SF | 148.63 | DERIVADO | 1/A12.01 schedule GYPSUM BOARD 5/8"; detail shows board to UNDERSIDE OF STRUCTURE both faces | face WORK ROOM 119 (east): 11.74 ft x 12.660 ft (floor to deck) = 148.63 SF (wall length excludes door openings; band above each door is its own OPN row) | A02.01 tag B2 -> 1/A12.01 (PARTITION TYPE B, B2 + schedule) -> S5.20 7 (stud/track properties) -> S5.20 2/9 (head track/openings) -> S5.20 1-F (bridging) | w2
B2-04 | batt insulation sound attenuation, 6" cavity (thickness per spec 09 21 16 - PENDIENTE) (SF) | SF | 148.63 | DERIVADO | 1/A12.01 schedule INSULATION YES; detail BATT INSULATION | 11.74 ft x 12.660 ft full cavity | A02.01 tag B2 -> 1/A12.01 (PARTITION TYPE B, B2 + schedule) -> S5.20 7 (stud/track properties) -> S5.20 2/9 (head track/openings) -> S5.20 1-F (bridging) | w2
B2-04 | acoustical sealant (LF) | LF | 46.96 | DERIVADO | 1/A12.01 CONT ACOUS SEALANT (top and bottom, both faces) | 4 runs (top+bottom, both faces) x 11.74 ft | A02.01 tag B2 -> 1/A12.01 (PARTITION TYPE B, B2 + schedule) -> S5.20 7 (stud/track properties) -> S5.20 2/9 (head track/openings) -> S5.20 1-F (bridging) | w2
B2-04 | bracing C.R. channel 1-1/2" 16ga @ 48" O.C. (LF) | LF | 35.22 | DERIVADO | S5.20 1-F 'BRIDGING AND BRACING - CONTINUOUS BRIDGING' 1 1/2" C.R. CHANNEL @ 48" O.C.; S1.11 CFS note 4 (bridging per delegated submittal) | rows of bridging = ceil(151.9 in / 48) - 1 = 3 x 1 stud row(s) x 11.74 ft [applies S5.20 1-F generically; RFI-w2-06] | A02.01 tag B2 -> 1/A12.01 (PARTITION TYPE B, B2 + schedule) -> S5.20 7 (stud/track properties) -> S5.20 2/9 (head track/openings) -> S5.20 1-F (bridging) | w2
B2K-01 | 6" metal stud 14ga 600S137-68 (LF) | LF | 30.75 | DERIVADO | B2K + S5.20 7 METAL STUD PROPERTIES: '362S137-33 3 5/8" INTERIOR WALLS @ 16" O.C.'; '600S137-33 6"'; '600T125-33 BOTTOM TRACK'; '600T200-97 TOP TRACK' | rows 1 x (floor(1.77 ft x 12 / 24)+1 = 1 field + 1 extra (+1 end cap stud at west end)) = 2 studs x 15.375 ft stud height (deck = S2.20 B.O.D. EL. 15'-4 1/2" (high roof, no slope; same T/STEEL 15'-4 1/2" in A09.23 Section H at grid 3, between grids E and B) - T/slab LEVEL 1 0'-0" (A09.23) = 15.375 ft) | A02.01 tag B2K -> (no schedule row) -> 1/A12.01 (B2 row) + 4/A12.01 (K family WALL CONSTRUCTION SHALL INCLUDE) -> S5.20 7 | w2
B2K-01 | bottom track 6" 14ga (68 mil) (LF) | LF | 1.77 | DERIVADO | (no schedule row) | 1 run(s) x 1.77 ft (bottom face y=1118.04 x 1623.00->1653.96 + end cap x=1622.04: 1653.96-1622.04 = 31.92 pt / 18 = 1.77 ft) | A02.01 tag B2K -> (no schedule row) -> 1/A12.01 (B2 row) + 4/A12.01 (K family WALL CONSTRUCTION SHALL INCLUDE) -> S5.20 7 | w2
B2K-01 | top deflection slip track 6" x 2" leg (LF) | LF | 1.77 | DERIVADO | (no schedule row) | 1 run(s) x 1.77 ft (bottom face y=1118.04 x 1623.00->1653.96 + end cap x=1622.04: 1653.96-1622.04 = 31.92 pt / 18 = 1.77 ft) | A02.01 tag B2K -> (no schedule row) -> 1/A12.01 (B2 row) + 4/A12.01 (K family WALL CONSTRUCTION SHALL INCLUDE) -> S5.20 7 | w2
B2K-01 | 5/8" gypsum board type X (LF/SF) - teller side, 1 layer | SF | 27.27 | DERIVADO | 4/A12.01 TELLER SIDE 5/8" GYP. BD. to underside of structure | 1.77 ft x 15.375 ft = 27.27 SF | A02.01 tag B2K -> (no schedule row) -> 1/A12.01 (B2 row) + 4/A12.01 (K family WALL CONSTRUCTION SHALL INCLUDE) -> S5.20 7 | w2
B2K-01 | ballistic panel 3/8" UL752 level 2 fiberglass (SF) | SF | 14.19 | DERIVADO | 4/A12.01 '3/8" UL752 LISTED LEVEL-2 FIBERGLASS ... TO A HEIGHT OF 8'-0"' | 1.77 ft x 8.00 ft = 14.19 SF (customer side) | A02.01 tag B2K -> (no schedule row) -> 1/A12.01 (B2 row) + 4/A12.01 (K family WALL CONSTRUCTION SHALL INCLUDE) -> S5.20 7 | w2
B2K-01 | 3/8" gyp board (SF) - customer side above 8'-0" | SF | 13.08 | DERIVADO | 4/A12.01 'PROVIDE 3/8" GYP. BD. FROM 8'-0" TO UNDERSIDE OF STRUCTURE ABOVE' | 1.77 ft x (15.375 - 8.00) = 13.08 SF | A02.01 tag B2K -> (no schedule row) -> 1/A12.01 (B2 row) + 4/A12.01 (K family WALL CONSTRUCTION SHALL INCLUDE) -> S5.20 7 | w2
B2K-01 | 5/8" gypsum board type X (LF/SF) - customer side over fiberglass, 1 layer | SF | 27.27 | DERIVADO | 4/A12.01 '5/8" GYP. BD. OVER FIBERGLASS PANEL' | 1.77 ft x 15.375 ft = 27.27 SF | A02.01 tag B2K -> (no schedule row) -> 1/A12.01 (B2 row) + 4/A12.01 (K family WALL CONSTRUCTION SHALL INCLUDE) -> S5.20 7 | w2
B2K-01 | 5/8" gypsum board type X (LF/SF) - end return at west end cap (faces central zone) | SF | 9.84 | DERIVADO | A02.01 end cap x=1622.04 (11.52 pt) | 0.64 ft x 15.375 ft | A02.01 tag B2K -> (no schedule row) -> 1/A12.01 (B2 row) + 4/A12.01 (K family WALL CONSTRUCTION SHALL INCLUDE) -> S5.20 7 | w2
B2K-01 | batt insulation sound attenuation, 6" cavity (SF) | SF | 27.27 | DERIVADO | 4/A12.01 schedule INSULATION YES | 1.77 x 15.375 | A02.01 tag B2K -> (no schedule row) -> 1/A12.01 (B2 row) + 4/A12.01 (K family WALL CONSTRUCTION SHALL INCLUDE) -> S5.20 7 | w2
B2K-01 | acoustical sealant (LF) | LF | 7.09 | DERIVADO | 4/A12.01 CONTINUOUS ACOUSTICAL SEALANT top and bottom, both sides | 4 runs (top+bottom, both faces) x 1.77 ft | A02.01 tag B2K -> (no schedule row) -> 1/A12.01 (B2 row) + 4/A12.01 (K family WALL CONSTRUCTION SHALL INCLUDE) -> S5.20 7 | w2
B2K-01 | bracing C.R. channel 1-1/2" 16ga @ 48" O.C. (LF) | LF | 5.32 | DERIVADO | S5.20 1-F 'BRIDGING AND BRACING - CONTINUOUS BRIDGING' 1 1/2" C.R. CHANNEL @ 48" O.C.; S1.11 CFS note 4 (bridging per delegated submittal) | rows of bridging = ceil(184.5 in / 48) - 1 = 3 x 1 stud row(s) x 1.77 ft [applies S5.20 1-F generically; RFI-w2-06] | A02.01 tag B2K -> (no schedule row) -> 1/A12.01 (B2 row) + 4/A12.01 (K family WALL CONSTRUCTION SHALL INCLUDE) -> S5.20 7 | w2
B2K-01 | casing bead (LF) | LF | 34.3 | DERIVADO | 4/A12.01 'APPROPRIATE METAL TRIM AND CASING BEADS' | end cap vertical edges 2 x 15.375 + top edge under deck 2 x 1.77 | A02.01 tag B2K -> (no schedule row) -> 1/A12.01 (B2 row) + 4/A12.01 (K family WALL CONSTRUCTION SHALL INCLUDE) -> S5.20 7 | w2
G-01 | 1-5/8" metal stud 162S125-33 (20ga) (LF) | LF | 184.5 | DERIVADO | G + S5.20 7 METAL STUD PROPERTIES: '362S137-33 3 5/8" INTERIOR WALLS @ 16" O.C.'; '600S137-33 6"'; '600T125-33 BOTTOM TRACK'; '600T200-97 TOP TRACK' | rows 2 x (floor(3.47 ft x 12 / 16)+1 = 3 field + 3 extra (per row: +3 (end caps / jambs / intersections))) = 12 studs x 15.375 ft stud height (deck = S2.20 B.O.D. EL. 15'-4 1/2" (high roof, no slope; same T/STEEL 15'-4 1/2" in A09.23 Section H at grid 3, between grids E and B) - T/slab LEVEL 1 0'-0" (A09.23) = 15.375 ft) | A02.01 tag G -> 5/A12.01 (PARTITION G + schedule) -> 8/A12.01 + 9/A12.01 + 10/A12.01 (2 LAYERS 5/8" TO UNDERSIDE OF DECK, METAL STUDS ATTACH TO STRUCTURE ABOVE, SOUNDGUARD ISOLATOR) -> S5.20 7 -> S5.20 1-F | w2
G-01 | bottom track 1-5/8" 162T125-33 (20ga) (LF) | LF | 6.93 | DERIVADO | 5/A12.01 (PARTITION G + schedule) | 2 run(s) x 3.47 ft (vector band x faces 1622.04/1631.28 (9.24 pt = 6.16 in), extent 516.00->578.40 = 62.40 pt / 18 = 3.47 ft) | A02.01 tag G -> 5/A12.01 (PARTITION G + schedule) -> 8/A12.01 + 9/A12.01 + 10/A12.01 (2 LAYERS 5/8" TO UNDERSIDE OF DECK, METAL STUDS ATTACH TO STRUCTURE ABOVE, SOUNDGUARD ISOLATOR) -> S5.20 7 -> S5.20 1-F | w2
G-01 | top deflection slip track 1-5/8" x 2" leg (20ga) (LF) | LF | 6.93 | DERIVADO | 5/A12.01 (PARTITION G + schedule) | 2 run(s) x 3.47 ft (vector band x faces 1622.04/1631.28 (9.24 pt = 6.16 in), extent 516.00->578.40 = 62.40 pt / 18 = 3.47 ft) | A02.01 tag G -> 5/A12.01 (PARTITION G + schedule) -> 8/A12.01 + 9/A12.01 + 10/A12.01 (2 LAYERS 5/8" TO UNDERSIDE OF DECK, METAL STUDS ATTACH TO STRUCTURE ABOVE, SOUNDGUARD ISOLATOR) -> S5.20 7 -> S5.20 1-F | w2
G-01 | 5/8" gypsum board type X (LF/SF) - 2 layers | SF | 106.6 | DERIVADO | 5/A12.01 (2 layers each face drawn) + 8/A12.01 '2 LAYERS 5/8" GYPSUM WALL BOARD TO EXTEND TO UNDERSIDE OF DECK' | face CENTRAL ZONE 103 (west): 2 layers x 3.47 ft x 15.375 ft = 106.60 SF | A02.01 tag G -> 5/A12.01 (PARTITION G + schedule) -> 8/A12.01 + 9/A12.01 + 10/A12.01 (2 LAYERS 5/8" TO UNDERSIDE OF DECK, METAL STUDS ATTACH TO STRUCTURE ABOVE, SOUNDGUARD ISOLATOR) -> S5.20 7 -> S5.20 1-F | w2
G-01 | 5/8" gypsum board type X (LF/SF) - 2 layers | SF | 106.6 | DERIVADO | same | face OFFICES 105/106 (east): 2 layers x 3.47 ft x 15.375 ft = 106.60 SF | A02.01 tag G -> 5/A12.01 (PARTITION G + schedule) -> 8/A12.01 + 9/A12.01 + 10/A12.01 (2 LAYERS 5/8" TO UNDERSIDE OF DECK, METAL STUDS ATTACH TO STRUCTURE ABOVE, SOUNDGUARD ISOLATOR) -> S5.20 7 -> S5.20 1-F | w2
G-01 | batt insulation sound attenuation (thickness per spec - PENDIENTE) (SF) | SF | 53.3 | DERIVADO | 5/A12.01 BATT INSULATION; schedule INSULATION YES | 3.47 ft x 15.375 ft | A02.01 tag G -> 5/A12.01 (PARTITION G + schedule) -> 8/A12.01 + 9/A12.01 + 10/A12.01 (2 LAYERS 5/8" TO UNDERSIDE OF DECK, METAL STUDS ATTACH TO STRUCTURE ABOVE, SOUNDGUARD ISOLATOR) -> S5.20 7 -> S5.20 1-F | w2
G-01 | acoustical sealant (LF) | LF | 13.87 | DERIVADO | 5/A12.01 sealant at base both faces + 8/A12.01 SEALANT at underside of structure both faces | 4 runs (top+bottom, both faces) x 3.47 ft | A02.01 tag G -> 5/A12.01 (PARTITION G + schedule) -> 8/A12.01 + 9/A12.01 + 10/A12.01 (2 LAYERS 5/8" TO UNDERSIDE OF DECK, METAL STUDS ATTACH TO STRUCTURE ABOVE, SOUNDGUARD ISOLATOR) -> S5.20 7 -> S5.20 1-F | w2
G-01 | bracing C.R. channel 1-1/2" 16ga @ 48" O.C. (LF) | LF | 20.8 | DERIVADO | S5.20 1-F 'BRIDGING AND BRACING - CONTINUOUS BRIDGING' 1 1/2" C.R. CHANNEL @ 48" O.C.; S1.11 CFS note 4 (bridging per delegated submittal) | rows of bridging = ceil(184.5 in / 48) - 1 = 3 x 2 stud row(s) x 3.47 ft [applies S5.20 1-F generically; RFI-w2-06] | A02.01 tag G -> 5/A12.01 (PARTITION G + schedule) -> 8/A12.01 + 9/A12.01 + 10/A12.01 (2 LAYERS 5/8" TO UNDERSIDE OF DECK, METAL STUDS ATTACH TO STRUCTURE ABOVE, SOUNDGUARD ISOLATOR) -> S5.20 7 -> S5.20 1-F | w2
G-01 | SOUNDGUARD isolator by Marinoware (EA) | EA | PENDING | PENDIENTE | 5/A12.01 + 8/A12.01 'SOUNDGUARD ISOLATOR BY MARINOWARE' | spacing not printed -> RFI-w2-02 (if 1 per stud pair @ 48" vertical: 3 per stud pair) | A02.01 tag G -> 5/A12.01 (PARTITION G + schedule) -> 8/A12.01 + 9/A12.01 + 10/A12.01 (2 LAYERS 5/8" TO UNDERSIDE OF DECK, METAL STUDS ATTACH TO STRUCTURE ABOVE, SOUNDGUARD ISOLATOR) -> S5.20 7 -> S5.20 1-F | w2
G-10 | 1-5/8" metal stud 162S125-33 (20ga) (LF) | LF | 92.25 | DERIVADO | G + S5.20 7 METAL STUD PROPERTIES: '362S137-33 3 5/8" INTERIOR WALLS @ 16" O.C.'; '600S137-33 6"'; '600T125-33 BOTTOM TRACK'; '600T200-97 TOP TRACK' | rows 2 x (floor(2.42 ft x 12 / 16)+1 = 2 field + 1 extra (per row: +1 (end caps / jambs / intersections))) = 6 studs x 15.375 ft stud height (deck = S2.20 B.O.D. EL. 15'-4 1/2" (high roof, no slope; same T/STEEL 15'-4 1/2" in A09.23 Section H at grid 3, between grids E and B) - T/slab LEVEL 1 0'-0" (A09.23) = 15.375 ft) | A02.01 tag G -> 5/A12.01 (PARTITION G + schedule) -> 8/A12.01 + 9/A12.01 + 10/A12.01 (2 LAYERS 5/8" TO UNDERSIDE OF DECK, METAL STUDS ATTACH TO STRUCTURE ABOVE, SOUNDGUARD ISOLATOR) -> S5.20 7 -> S5.20 1-F | w2
G-10 | bottom track 1-5/8" 162T125-33 (20ga) (LF) | LF | 4.84 | DERIVADO | 5/A12.01 (PARTITION G + schedule) | 2 run(s) x 2.42 ft (vector band x faces 1622.04/1631.28 (9.24 pt = 6.16 in), extent 337.44->381.00 = 43.56 pt / 18 = 2.42 ft) | A02.01 tag G -> 5/A12.01 (PARTITION G + schedule) -> 8/A12.01 + 9/A12.01 + 10/A12.01 (2 LAYERS 5/8" TO UNDERSIDE OF DECK, METAL STUDS ATTACH TO STRUCTURE ABOVE, SOUNDGUARD ISOLATOR) -> S5.20 7 -> S5.20 1-F | w2
G-10 | top deflection slip track 1-5/8" x 2" leg (20ga) (LF) | LF | 4.84 | DERIVADO | 5/A12.01 (PARTITION G + schedule) | 2 run(s) x 2.42 ft (vector band x faces 1622.04/1631.28 (9.24 pt = 6.16 in), extent 337.44->381.00 = 43.56 pt / 18 = 2.42 ft) | A02.01 tag G -> 5/A12.01 (PARTITION G + schedule) -> 8/A12.01 + 9/A12.01 + 10/A12.01 (2 LAYERS 5/8" TO UNDERSIDE OF DECK, METAL STUDS ATTACH TO STRUCTURE ABOVE, SOUNDGUARD ISOLATOR) -> S5.20 7 -> S5.20 1-F | w2
G-10 | 5/8" gypsum board type X (LF/SF) - 2 layers | SF | 74.42 | DERIVADO | 5/A12.01 (2 layers each face drawn) + 8/A12.01 '2 LAYERS 5/8" GYPSUM WALL BOARD TO EXTEND TO UNDERSIDE OF DECK' | face CENTRAL ZONE 103 (west): 2 layers x 2.42 ft x 15.375 ft = 74.41 SF | A02.01 tag G -> 5/A12.01 (PARTITION G + schedule) -> 8/A12.01 + 9/A12.01 + 10/A12.01 (2 LAYERS 5/8" TO UNDERSIDE OF DECK, METAL STUDS ATTACH TO STRUCTURE ABOVE, SOUNDGUARD ISOLATOR) -> S5.20 7 -> S5.20 1-F | w2
G-10 | 5/8" gypsum board type X (LF/SF) - 2 layers | SF | 74.42 | DERIVADO | same | face OFFICE 105 (east): 2 layers x 2.42 ft x 15.375 ft = 74.41 SF | A02.01 tag G -> 5/A12.01 (PARTITION G + schedule) -> 8/A12.01 + 9/A12.01 + 10/A12.01 (2 LAYERS 5/8" TO UNDERSIDE OF DECK, METAL STUDS ATTACH TO STRUCTURE ABOVE, SOUNDGUARD ISOLATOR) -> S5.20 7 -> S5.20 1-F | w2
G-10 | batt insulation sound attenuation (thickness per spec - PENDIENTE) (SF) | SF | 37.21 | DERIVADO | 5/A12.01 BATT INSULATION; schedule INSULATION YES | 2.42 ft x 15.375 ft | A02.01 tag G -> 5/A12.01 (PARTITION G + schedule) -> 8/A12.01 + 9/A12.01 + 10/A12.01 (2 LAYERS 5/8" TO UNDERSIDE OF DECK, METAL STUDS ATTACH TO STRUCTURE ABOVE, SOUNDGUARD ISOLATOR) -> S5.20 7 -> S5.20 1-F | w2
G-10 | acoustical sealant (LF) | LF | 9.68 | DERIVADO | 5/A12.01 sealant at base both faces + 8/A12.01 SEALANT at underside of structure both faces | 4 runs (top+bottom, both faces) x 2.42 ft | A02.01 tag G -> 5/A12.01 (PARTITION G + schedule) -> 8/A12.01 + 9/A12.01 + 10/A12.01 (2 LAYERS 5/8" TO UNDERSIDE OF DECK, METAL STUDS ATTACH TO STRUCTURE ABOVE, SOUNDGUARD ISOLATOR) -> S5.20 7 -> S5.20 1-F | w2
G-10 | bracing C.R. channel 1-1/2" 16ga @ 48" O.C. (LF) | LF | 14.52 | DERIVADO | S5.20 1-F 'BRIDGING AND BRACING - CONTINUOUS BRIDGING' 1 1/2" C.R. CHANNEL @ 48" O.C.; S1.11 CFS note 4 (bridging per delegated submittal) | rows of bridging = ceil(184.5 in / 48) - 1 = 3 x 2 stud row(s) x 2.42 ft [applies S5.20 1-F generically; RFI-w2-06] | A02.01 tag G -> 5/A12.01 (PARTITION G + schedule) -> 8/A12.01 + 9/A12.01 + 10/A12.01 (2 LAYERS 5/8" TO UNDERSIDE OF DECK, METAL STUDS ATTACH TO STRUCTURE ABOVE, SOUNDGUARD ISOLATOR) -> S5.20 7 -> S5.20 1-F | w2
G-10 | SOUNDGUARD isolator by Marinoware (EA) | EA | PENDING | PENDIENTE | 5/A12.01 + 8/A12.01 'SOUNDGUARD ISOLATOR BY MARINOWARE' | spacing not printed -> RFI-w2-02 (if 1 per stud pair @ 48" vertical: 3 per stud pair) | A02.01 tag G -> 5/A12.01 (PARTITION G + schedule) -> 8/A12.01 + 9/A12.01 + 10/A12.01 (2 LAYERS 5/8" TO UNDERSIDE OF DECK, METAL STUDS ATTACH TO STRUCTURE ABOVE, SOUNDGUARD ISOLATOR) -> S5.20 7 -> S5.20 1-F | w2
G-03 | 1-5/8" metal stud 162S125-33 (20ga) (LF) | LF | 184.5 | DERIVADO | G + S5.20 7 METAL STUD PROPERTIES: '362S137-33 3 5/8" INTERIOR WALLS @ 16" O.C.'; '600S137-33 6"'; '600T125-33 BOTTOM TRACK'; '600T200-97 TOP TRACK' | rows 2 x (floor(3.25 ft x 12 / 16)+1 = 3 field + 3 extra (per row: +3 (end caps / jambs / intersections))) = 12 studs x 15.375 ft stud height (deck = S2.20 B.O.D. EL. 15'-4 1/2" (high roof, no slope; same T/STEEL 15'-4 1/2" in A09.23 Section H at grid 3, between grids E and B) - T/slab LEVEL 1 0'-0" (A09.23) = 15.375 ft) | A02.01 tag G -> 5/A12.01 (PARTITION G + schedule) -> 8/A12.01 + 9/A12.01 + 10/A12.01 (2 LAYERS 5/8" TO UNDERSIDE OF DECK, METAL STUDS ATTACH TO STRUCTURE ABOVE, SOUNDGUARD ISOLATOR) -> S5.20 7 -> S5.20 1-F | w2
G-03 | bottom track 1-5/8" 162T125-33 (20ga) (LF) | LF | 6.51 | DERIVADO | 5/A12.01 (PARTITION G + schedule) | 2 run(s) x 3.25 ft (vector band x faces 1622.04/1631.28 (9.24 pt = 6.16 in), extent 713.40->771.96 = 58.56 pt / 18 = 3.25 ft) | A02.01 tag G -> 5/A12.01 (PARTITION G + schedule) -> 8/A12.01 + 9/A12.01 + 10/A12.01 (2 LAYERS 5/8" TO UNDERSIDE OF DECK, METAL STUDS ATTACH TO STRUCTURE ABOVE, SOUNDGUARD ISOLATOR) -> S5.20 7 -> S5.20 1-F | w2
G-03 | top deflection slip track 1-5/8" x 2" leg (20ga) (LF) | LF | 6.51 | DERIVADO | 5/A12.01 (PARTITION G + schedule) | 2 run(s) x 3.25 ft (vector band x faces 1622.04/1631.28 (9.24 pt = 6.16 in), extent 713.40->771.96 = 58.56 pt / 18 = 3.25 ft) | A02.01 tag G -> 5/A12.01 (PARTITION G + schedule) -> 8/A12.01 + 9/A12.01 + 10/A12.01 (2 LAYERS 5/8" TO UNDERSIDE OF DECK, METAL STUDS ATTACH TO STRUCTURE ABOVE, SOUNDGUARD ISOLATOR) -> S5.20 7 -> S5.20 1-F | w2
G-03 | 5/8" gypsum board type X (LF/SF) - 2 layers | SF | 100.04 | DERIVADO | 5/A12.01 (2 layers each face drawn) + 8/A12.01 '2 LAYERS 5/8" GYPSUM WALL BOARD TO EXTEND TO UNDERSIDE OF DECK' | face CENTRAL ZONE 103 (west): 2 layers x 3.25 ft x 15.375 ft = 100.04 SF | A02.01 tag G -> 5/A12.01 (PARTITION G + schedule) -> 8/A12.01 + 9/A12.01 + 10/A12.01 (2 LAYERS 5/8" TO UNDERSIDE OF DECK, METAL STUDS ATTACH TO STRUCTURE ABOVE, SOUNDGUARD ISOLATOR) -> S5.20 7 -> S5.20 1-F | w2
G-03 | 5/8" gypsum board type X (LF/SF) - 2 layers | SF | 100.04 | DERIVADO | same | face OFFICES 106/107 (east): 2 layers x 3.25 ft x 15.375 ft = 100.04 SF | A02.01 tag G -> 5/A12.01 (PARTITION G + schedule) -> 8/A12.01 + 9/A12.01 + 10/A12.01 (2 LAYERS 5/8" TO UNDERSIDE OF DECK, METAL STUDS ATTACH TO STRUCTURE ABOVE, SOUNDGUARD ISOLATOR) -> S5.20 7 -> S5.20 1-F | w2
G-03 | batt insulation sound attenuation (thickness per spec - PENDIENTE) (SF) | SF | 50.02 | DERIVADO | 5/A12.01 BATT INSULATION; schedule INSULATION YES | 3.25 ft x 15.375 ft | A02.01 tag G -> 5/A12.01 (PARTITION G + schedule) -> 8/A12.01 + 9/A12.01 + 10/A12.01 (2 LAYERS 5/8" TO UNDERSIDE OF DECK, METAL STUDS ATTACH TO STRUCTURE ABOVE, SOUNDGUARD ISOLATOR) -> S5.20 7 -> S5.20 1-F | w2
G-03 | acoustical sealant (LF) | LF | 13.01 | DERIVADO | 5/A12.01 sealant at base both faces + 8/A12.01 SEALANT at underside of structure both faces | 4 runs (top+bottom, both faces) x 3.25 ft | A02.01 tag G -> 5/A12.01 (PARTITION G + schedule) -> 8/A12.01 + 9/A12.01 + 10/A12.01 (2 LAYERS 5/8" TO UNDERSIDE OF DECK, METAL STUDS ATTACH TO STRUCTURE ABOVE, SOUNDGUARD ISOLATOR) -> S5.20 7 -> S5.20 1-F | w2
G-03 | bracing C.R. channel 1-1/2" 16ga @ 48" O.C. (LF) | LF | 19.52 | DERIVADO | S5.20 1-F 'BRIDGING AND BRACING - CONTINUOUS BRIDGING' 1 1/2" C.R. CHANNEL @ 48" O.C.; S1.11 CFS note 4 (bridging per delegated submittal) | rows of bridging = ceil(184.5 in / 48) - 1 = 3 x 2 stud row(s) x 3.25 ft [applies S5.20 1-F generically; RFI-w2-06] | A02.01 tag G -> 5/A12.01 (PARTITION G + schedule) -> 8/A12.01 + 9/A12.01 + 10/A12.01 (2 LAYERS 5/8" TO UNDERSIDE OF DECK, METAL STUDS ATTACH TO STRUCTURE ABOVE, SOUNDGUARD ISOLATOR) -> S5.20 7 -> S5.20 1-F | w2
G-03 | SOUNDGUARD isolator by Marinoware (EA) | EA | PENDING | PENDIENTE | 5/A12.01 + 8/A12.01 'SOUNDGUARD ISOLATOR BY MARINOWARE' | spacing not printed -> RFI-w2-02 (if 1 per stud pair @ 48" vertical: 3 per stud pair) | A02.01 tag G -> 5/A12.01 (PARTITION G + schedule) -> 8/A12.01 + 9/A12.01 + 10/A12.01 (2 LAYERS 5/8" TO UNDERSIDE OF DECK, METAL STUDS ATTACH TO STRUCTURE ABOVE, SOUNDGUARD ISOLATOR) -> S5.20 7 -> S5.20 1-F | w2
G-06 | 1-5/8" metal stud 162S125-33 (20ga) (LF) | LF | 184.5 | DERIVADO | G + S5.20 7 METAL STUD PROPERTIES: '362S137-33 3 5/8" INTERIOR WALLS @ 16" O.C.'; '600S137-33 6"'; '600T125-33 BOTTOM TRACK'; '600T200-97 TOP TRACK' | rows 2 x (floor(3.25 ft x 12 / 16)+1 = 3 field + 3 extra (per row: +3 (end caps / jambs / intersections))) = 12 studs x 15.375 ft stud height (deck = S2.20 B.O.D. EL. 15'-4 1/2" (high roof, no slope; same T/STEEL 15'-4 1/2" in A09.23 Section H at grid 3, between grids E and B) - T/slab LEVEL 1 0'-0" (A09.23) = 15.375 ft) | A02.01 tag G -> 5/A12.01 (PARTITION G + schedule) -> 8/A12.01 + 9/A12.01 + 10/A12.01 (2 LAYERS 5/8" TO UNDERSIDE OF DECK, METAL STUDS ATTACH TO STRUCTURE ABOVE, SOUNDGUARD ISOLATOR) -> S5.20 7 -> S5.20 1-F | w2
G-06 | bottom track 1-5/8" 162T125-33 (20ga) (LF) | LF | 6.51 | DERIVADO | 5/A12.01 (PARTITION G + schedule) | 2 run(s) x 3.25 ft (vector band x faces 1622.04/1631.28 (9.24 pt = 6.16 in), extent 906.96->965.52 = 58.56 pt / 18 = 3.25 ft) | A02.01 tag G -> 5/A12.01 (PARTITION G + schedule) -> 8/A12.01 + 9/A12.01 + 10/A12.01 (2 LAYERS 5/8" TO UNDERSIDE OF DECK, METAL STUDS ATTACH TO STRUCTURE ABOVE, SOUNDGUARD ISOLATOR) -> S5.20 7 -> S5.20 1-F | w2
G-06 | top deflection slip track 1-5/8" x 2" leg (20ga) (LF) | LF | 6.51 | DERIVADO | 5/A12.01 (PARTITION G + schedule) | 2 run(s) x 3.25 ft (vector band x faces 1622.04/1631.28 (9.24 pt = 6.16 in), extent 906.96->965.52 = 58.56 pt / 18 = 3.25 ft) | A02.01 tag G -> 5/A12.01 (PARTITION G + schedule) -> 8/A12.01 + 9/A12.01 + 10/A12.01 (2 LAYERS 5/8" TO UNDERSIDE OF DECK, METAL STUDS ATTACH TO STRUCTURE ABOVE, SOUNDGUARD ISOLATOR) -> S5.20 7 -> S5.20 1-F | w2
G-06 | 5/8" gypsum board type X (LF/SF) - 2 layers | SF | 100.04 | DERIVADO | 5/A12.01 (2 layers each face drawn) + 8/A12.01 '2 LAYERS 5/8" GYPSUM WALL BOARD TO EXTEND TO UNDERSIDE OF DECK' | face CENTRAL ZONE 103 (west): 2 layers x 3.25 ft x 15.375 ft = 100.04 SF | A02.01 tag G -> 5/A12.01 (PARTITION G + schedule) -> 8/A12.01 + 9/A12.01 + 10/A12.01 (2 LAYERS 5/8" TO UNDERSIDE OF DECK, METAL STUDS ATTACH TO STRUCTURE ABOVE, SOUNDGUARD ISOLATOR) -> S5.20 7 -> S5.20 1-F | w2
G-06 | 5/8" gypsum board type X (LF/SF) - 2 layers | SF | 100.04 | DERIVADO | same | face OFFICES 107/108 (east): 2 layers x 3.25 ft x 15.375 ft = 100.04 SF | A02.01 tag G -> 5/A12.01 (PARTITION G + schedule) -> 8/A12.01 + 9/A12.01 + 10/A12.01 (2 LAYERS 5/8" TO UNDERSIDE OF DECK, METAL STUDS ATTACH TO STRUCTURE ABOVE, SOUNDGUARD ISOLATOR) -> S5.20 7 -> S5.20 1-F | w2
G-06 | batt insulation sound attenuation (thickness per spec - PENDIENTE) (SF) | SF | 50.02 | DERIVADO | 5/A12.01 BATT INSULATION; schedule INSULATION YES | 3.25 ft x 15.375 ft | A02.01 tag G -> 5/A12.01 (PARTITION G + schedule) -> 8/A12.01 + 9/A12.01 + 10/A12.01 (2 LAYERS 5/8" TO UNDERSIDE OF DECK, METAL STUDS ATTACH TO STRUCTURE ABOVE, SOUNDGUARD ISOLATOR) -> S5.20 7 -> S5.20 1-F | w2
G-06 | acoustical sealant (LF) | LF | 13.01 | DERIVADO | 5/A12.01 sealant at base both faces + 8/A12.01 SEALANT at underside of structure both faces | 4 runs (top+bottom, both faces) x 3.25 ft | A02.01 tag G -> 5/A12.01 (PARTITION G + schedule) -> 8/A12.01 + 9/A12.01 + 10/A12.01 (2 LAYERS 5/8" TO UNDERSIDE OF DECK, METAL STUDS ATTACH TO STRUCTURE ABOVE, SOUNDGUARD ISOLATOR) -> S5.20 7 -> S5.20 1-F | w2
G-06 | bracing C.R. channel 1-1/2" 16ga @ 48" O.C. (LF) | LF | 19.52 | DERIVADO | S5.20 1-F 'BRIDGING AND BRACING - CONTINUOUS BRIDGING' 1 1/2" C.R. CHANNEL @ 48" O.C.; S1.11 CFS note 4 (bridging per delegated submittal) | rows of bridging = ceil(184.5 in / 48) - 1 = 3 x 2 stud row(s) x 3.25 ft [applies S5.20 1-F generically; RFI-w2-06] | A02.01 tag G -> 5/A12.01 (PARTITION G + schedule) -> 8/A12.01 + 9/A12.01 + 10/A12.01 (2 LAYERS 5/8" TO UNDERSIDE OF DECK, METAL STUDS ATTACH TO STRUCTURE ABOVE, SOUNDGUARD ISOLATOR) -> S5.20 7 -> S5.20 1-F | w2
G-06 | SOUNDGUARD isolator by Marinoware (EA) | EA | PENDING | PENDIENTE | 5/A12.01 + 8/A12.01 'SOUNDGUARD ISOLATOR BY MARINOWARE' | spacing not printed -> RFI-w2-02 (if 1 per stud pair @ 48" vertical: 3 per stud pair) | A02.01 tag G -> 5/A12.01 (PARTITION G + schedule) -> 8/A12.01 + 9/A12.01 + 10/A12.01 (2 LAYERS 5/8" TO UNDERSIDE OF DECK, METAL STUDS ATTACH TO STRUCTURE ABOVE, SOUNDGUARD ISOLATOR) -> S5.20 7 -> S5.20 1-F | w2
G-02 | 1-5/8" metal stud 162S125-33 (20ga) (LF) | LF | 307.5 | DERIVADO | G + S5.20 7 METAL STUD PROPERTIES: '362S137-33 3 5/8" INTERIOR WALLS @ 16" O.C.'; '600S137-33 6"'; '600T125-33 BOTTOM TRACK'; '600T200-97 TOP TRACK' | rows 2 x (floor(10.83 ft x 12 / 16)+1 = 9 field + 1 extra (per row: +1 (end caps / jambs / intersections))) = 20 studs x 15.375 ft stud height (deck = S2.20 B.O.D. EL. 15'-4 1/2" (high roof, no slope; same T/STEEL 15'-4 1/2" in A09.23 Section H at grid 3, between grids E and B) - T/slab LEVEL 1 0'-0" (A09.23) = 15.375 ft) | A02.01 tag G -> 5/A12.01 (PARTITION G + schedule) -> 8/A12.01 + 9/A12.01 + 10/A12.01 (2 LAYERS 5/8" TO UNDERSIDE OF DECK, METAL STUDS ATTACH TO STRUCTURE ABOVE, SOUNDGUARD ISOLATOR) -> S5.20 7 -> S5.20 1-F | w2
G-02 | bottom track 1-5/8" 162T125-33 (20ga) (LF) | LF | 21.67 | DERIVADO | 5/A12.01 (PARTITION G + schedule) | 2 run(s) x 10.83 ft (vector band y faces 719.16/728.40 (9.24 pt = 6.16 in), extent 1631.28->1826.28 = 195.00 pt / 18 = 10.83 ft) | A02.01 tag G -> 5/A12.01 (PARTITION G + schedule) -> 8/A12.01 + 9/A12.01 + 10/A12.01 (2 LAYERS 5/8" TO UNDERSIDE OF DECK, METAL STUDS ATTACH TO STRUCTURE ABOVE, SOUNDGUARD ISOLATOR) -> S5.20 7 -> S5.20 1-F | w2
G-02 | top deflection slip track 1-5/8" x 2" leg (20ga) (LF) | LF | 21.67 | DERIVADO | 5/A12.01 (PARTITION G + schedule) | 2 run(s) x 10.83 ft (vector band y faces 719.16/728.40 (9.24 pt = 6.16 in), extent 1631.28->1826.28 = 195.00 pt / 18 = 10.83 ft) | A02.01 tag G -> 5/A12.01 (PARTITION G + schedule) -> 8/A12.01 + 9/A12.01 + 10/A12.01 (2 LAYERS 5/8" TO UNDERSIDE OF DECK, METAL STUDS ATTACH TO STRUCTURE ABOVE, SOUNDGUARD ISOLATOR) -> S5.20 7 -> S5.20 1-F | w2
G-02 | 5/8" gypsum board type X (LF/SF) - 2 layers | SF | 333.13 | DERIVADO | 5/A12.01 (2 layers each face drawn) + 8/A12.01 '2 LAYERS 5/8" GYPSUM WALL BOARD TO EXTEND TO UNDERSIDE OF DECK' | face OFFICE 106 (north): 2 layers x 10.83 ft x 15.375 ft = 333.12 SF | A02.01 tag G -> 5/A12.01 (PARTITION G + schedule) -> 8/A12.01 + 9/A12.01 + 10/A12.01 (2 LAYERS 5/8" TO UNDERSIDE OF DECK, METAL STUDS ATTACH TO STRUCTURE ABOVE, SOUNDGUARD ISOLATOR) -> S5.20 7 -> S5.20 1-F | w2
G-02 | 5/8" gypsum board type X (LF/SF) - 2 layers | SF | 333.13 | DERIVADO | same | face OFFICE 107 (south): 2 layers x 10.83 ft x 15.375 ft = 333.12 SF | A02.01 tag G -> 5/A12.01 (PARTITION G + schedule) -> 8/A12.01 + 9/A12.01 + 10/A12.01 (2 LAYERS 5/8" TO UNDERSIDE OF DECK, METAL STUDS ATTACH TO STRUCTURE ABOVE, SOUNDGUARD ISOLATOR) -> S5.20 7 -> S5.20 1-F | w2
G-02 | batt insulation sound attenuation (thickness per spec - PENDIENTE) (SF) | SF | 166.56 | DERIVADO | 5/A12.01 BATT INSULATION; schedule INSULATION YES | 10.83 ft x 15.375 ft | A02.01 tag G -> 5/A12.01 (PARTITION G + schedule) -> 8/A12.01 + 9/A12.01 + 10/A12.01 (2 LAYERS 5/8" TO UNDERSIDE OF DECK, METAL STUDS ATTACH TO STRUCTURE ABOVE, SOUNDGUARD ISOLATOR) -> S5.20 7 -> S5.20 1-F | w2
G-02 | acoustical sealant (LF) | LF | 43.33 | DERIVADO | 5/A12.01 sealant at base both faces + 8/A12.01 SEALANT at underside of structure both faces | 4 runs (top+bottom, both faces) x 10.83 ft | A02.01 tag G -> 5/A12.01 (PARTITION G + schedule) -> 8/A12.01 + 9/A12.01 + 10/A12.01 (2 LAYERS 5/8" TO UNDERSIDE OF DECK, METAL STUDS ATTACH TO STRUCTURE ABOVE, SOUNDGUARD ISOLATOR) -> S5.20 7 -> S5.20 1-F | w2
G-02 | bracing C.R. channel 1-1/2" 16ga @ 48" O.C. (LF) | LF | 65 | DERIVADO | S5.20 1-F 'BRIDGING AND BRACING - CONTINUOUS BRIDGING' 1 1/2" C.R. CHANNEL @ 48" O.C.; S1.11 CFS note 4 (bridging per delegated submittal) | rows of bridging = ceil(184.5 in / 48) - 1 = 3 x 2 stud row(s) x 10.83 ft [applies S5.20 1-F generically; RFI-w2-06] | A02.01 tag G -> 5/A12.01 (PARTITION G + schedule) -> 8/A12.01 + 9/A12.01 + 10/A12.01 (2 LAYERS 5/8" TO UNDERSIDE OF DECK, METAL STUDS ATTACH TO STRUCTURE ABOVE, SOUNDGUARD ISOLATOR) -> S5.20 7 -> S5.20 1-F | w2
G-02 | SOUNDGUARD isolator by Marinoware (EA) | EA | PENDING | PENDIENTE | 5/A12.01 + 8/A12.01 'SOUNDGUARD ISOLATOR BY MARINOWARE' | spacing not printed -> RFI-w2-02 (if 1 per stud pair @ 48" vertical: 3 per stud pair) | A02.01 tag G -> 5/A12.01 (PARTITION G + schedule) -> 8/A12.01 + 9/A12.01 + 10/A12.01 (2 LAYERS 5/8" TO UNDERSIDE OF DECK, METAL STUDS ATTACH TO STRUCTURE ABOVE, SOUNDGUARD ISOLATOR) -> S5.20 7 -> S5.20 1-F | w2
G-05 | 1-5/8" metal stud 162S125-33 (20ga) (LF) | LF | 307.5 | DERIVADO | G + S5.20 7 METAL STUD PROPERTIES: '362S137-33 3 5/8" INTERIOR WALLS @ 16" O.C.'; '600S137-33 6"'; '600T125-33 BOTTOM TRACK'; '600T200-97 TOP TRACK' | rows 2 x (floor(10.83 ft x 12 / 16)+1 = 9 field + 1 extra (per row: +1 (end caps / jambs / intersections))) = 20 studs x 15.375 ft stud height (deck = S2.20 B.O.D. EL. 15'-4 1/2" (high roof, no slope; same T/STEEL 15'-4 1/2" in A09.23 Section H at grid 3, between grids E and B) - T/slab LEVEL 1 0'-0" (A09.23) = 15.375 ft) | A02.01 tag G -> 5/A12.01 (PARTITION G + schedule) -> 8/A12.01 + 9/A12.01 + 10/A12.01 (2 LAYERS 5/8" TO UNDERSIDE OF DECK, METAL STUDS ATTACH TO STRUCTURE ABOVE, SOUNDGUARD ISOLATOR) -> S5.20 7 -> S5.20 1-F | w2
G-05 | bottom track 1-5/8" 162T125-33 (20ga) (LF) | LF | 21.67 | DERIVADO | 5/A12.01 (PARTITION G + schedule) | 2 run(s) x 10.83 ft (vector band y faces 912.84/922.08 (9.24 pt = 6.16 in), extent 1631.28->1826.28 = 195.00 pt / 18 = 10.83 ft) | A02.01 tag G -> 5/A12.01 (PARTITION G + schedule) -> 8/A12.01 + 9/A12.01 + 10/A12.01 (2 LAYERS 5/8" TO UNDERSIDE OF DECK, METAL STUDS ATTACH TO STRUCTURE ABOVE, SOUNDGUARD ISOLATOR) -> S5.20 7 -> S5.20 1-F | w2
G-05 | top deflection slip track 1-5/8" x 2" leg (20ga) (LF) | LF | 21.67 | DERIVADO | 5/A12.01 (PARTITION G + schedule) | 2 run(s) x 10.83 ft (vector band y faces 912.84/922.08 (9.24 pt = 6.16 in), extent 1631.28->1826.28 = 195.00 pt / 18 = 10.83 ft) | A02.01 tag G -> 5/A12.01 (PARTITION G + schedule) -> 8/A12.01 + 9/A12.01 + 10/A12.01 (2 LAYERS 5/8" TO UNDERSIDE OF DECK, METAL STUDS ATTACH TO STRUCTURE ABOVE, SOUNDGUARD ISOLATOR) -> S5.20 7 -> S5.20 1-F | w2
G-05 | 5/8" gypsum board type X (LF/SF) - 2 layers | SF | 333.13 | DERIVADO | 5/A12.01 (2 layers each face drawn) + 8/A12.01 '2 LAYERS 5/8" GYPSUM WALL BOARD TO EXTEND TO UNDERSIDE OF DECK' | face OFFICE 107 (north): 2 layers x 10.83 ft x 15.375 ft = 333.12 SF | A02.01 tag G -> 5/A12.01 (PARTITION G + schedule) -> 8/A12.01 + 9/A12.01 + 10/A12.01 (2 LAYERS 5/8" TO UNDERSIDE OF DECK, METAL STUDS ATTACH TO STRUCTURE ABOVE, SOUNDGUARD ISOLATOR) -> S5.20 7 -> S5.20 1-F | w2
G-05 | 5/8" gypsum board type X (LF/SF) - 2 layers | SF | 333.13 | DERIVADO | same | face OFFICE 108 (south): 2 layers x 10.83 ft x 15.375 ft = 333.12 SF | A02.01 tag G -> 5/A12.01 (PARTITION G + schedule) -> 8/A12.01 + 9/A12.01 + 10/A12.01 (2 LAYERS 5/8" TO UNDERSIDE OF DECK, METAL STUDS ATTACH TO STRUCTURE ABOVE, SOUNDGUARD ISOLATOR) -> S5.20 7 -> S5.20 1-F | w2
G-05 | batt insulation sound attenuation (thickness per spec - PENDIENTE) (SF) | SF | 166.56 | DERIVADO | 5/A12.01 BATT INSULATION; schedule INSULATION YES | 10.83 ft x 15.375 ft | A02.01 tag G -> 5/A12.01 (PARTITION G + schedule) -> 8/A12.01 + 9/A12.01 + 10/A12.01 (2 LAYERS 5/8" TO UNDERSIDE OF DECK, METAL STUDS ATTACH TO STRUCTURE ABOVE, SOUNDGUARD ISOLATOR) -> S5.20 7 -> S5.20 1-F | w2
G-05 | acoustical sealant (LF) | LF | 43.33 | DERIVADO | 5/A12.01 sealant at base both faces + 8/A12.01 SEALANT at underside of structure both faces | 4 runs (top+bottom, both faces) x 10.83 ft | A02.01 tag G -> 5/A12.01 (PARTITION G + schedule) -> 8/A12.01 + 9/A12.01 + 10/A12.01 (2 LAYERS 5/8" TO UNDERSIDE OF DECK, METAL STUDS ATTACH TO STRUCTURE ABOVE, SOUNDGUARD ISOLATOR) -> S5.20 7 -> S5.20 1-F | w2
G-05 | bracing C.R. channel 1-1/2" 16ga @ 48" O.C. (LF) | LF | 65 | DERIVADO | S5.20 1-F 'BRIDGING AND BRACING - CONTINUOUS BRIDGING' 1 1/2" C.R. CHANNEL @ 48" O.C.; S1.11 CFS note 4 (bridging per delegated submittal) | rows of bridging = ceil(184.5 in / 48) - 1 = 3 x 2 stud row(s) x 10.83 ft [applies S5.20 1-F generically; RFI-w2-06] | A02.01 tag G -> 5/A12.01 (PARTITION G + schedule) -> 8/A12.01 + 9/A12.01 + 10/A12.01 (2 LAYERS 5/8" TO UNDERSIDE OF DECK, METAL STUDS ATTACH TO STRUCTURE ABOVE, SOUNDGUARD ISOLATOR) -> S5.20 7 -> S5.20 1-F | w2
G-05 | SOUNDGUARD isolator by Marinoware (EA) | EA | PENDING | PENDIENTE | 5/A12.01 + 8/A12.01 'SOUNDGUARD ISOLATOR BY MARINOWARE' | spacing not printed -> RFI-w2-02 (if 1 per stud pair @ 48" vertical: 3 per stud pair) | A02.01 tag G -> 5/A12.01 (PARTITION G + schedule) -> 8/A12.01 + 9/A12.01 + 10/A12.01 (2 LAYERS 5/8" TO UNDERSIDE OF DECK, METAL STUDS ATTACH TO STRUCTURE ABOVE, SOUNDGUARD ISOLATOR) -> S5.20 7 -> S5.20 1-F | w2
G-08 | 1-5/8" metal stud 162S125-33 (20ga) (LF) | LF | 276.75 | DERIVADO | G + S5.20 7 METAL STUD PROPERTIES: '362S137-33 3 5/8" INTERIOR WALLS @ 16" O.C.'; '600S137-33 6"'; '600T125-33 BOTTOM TRACK'; '600T200-97 TOP TRACK' | rows 2 x (floor(10.07 ft x 12 / 16)+1 = 8 field + 1 extra (per row: +1 (end caps / jambs / intersections))) = 18 studs x 15.375 ft stud height (deck = S2.20 B.O.D. EL. 15'-4 1/2" (high roof, no slope; same T/STEEL 15'-4 1/2" in A09.23 Section H at grid 3, between grids E and B) - T/slab LEVEL 1 0'-0" (A09.23) = 15.375 ft) | A02.01 tag G -> 5/A12.01 (PARTITION G + schedule) -> 8/A12.01 + 9/A12.01 + 10/A12.01 (2 LAYERS 5/8" TO UNDERSIDE OF DECK, METAL STUDS ATTACH TO STRUCTURE ABOVE, SOUNDGUARD ISOLATOR) -> S5.20 7 -> S5.20 1-F | w2
G-08 | bottom track 1-5/8" 162T125-33 (20ga) (LF) | LF | 20.15 | DERIVADO | 5/A12.01 (PARTITION G + schedule) | 2 run(s) x 10.07 ft (vector band y faces 1106.52/1115.76 (9.24 pt = 6.16 in), extent 1661.76->1843.08 = 181.32 pt / 18 = 10.07 ft) | A02.01 tag G -> 5/A12.01 (PARTITION G + schedule) -> 8/A12.01 + 9/A12.01 + 10/A12.01 (2 LAYERS 5/8" TO UNDERSIDE OF DECK, METAL STUDS ATTACH TO STRUCTURE ABOVE, SOUNDGUARD ISOLATOR) -> S5.20 7 -> S5.20 1-F | w2
G-08 | top deflection slip track 1-5/8" x 2" leg (20ga) (LF) | LF | 20.15 | DERIVADO | 5/A12.01 (PARTITION G + schedule) | 2 run(s) x 10.07 ft (vector band y faces 1106.52/1115.76 (9.24 pt = 6.16 in), extent 1661.76->1843.08 = 181.32 pt / 18 = 10.07 ft) | A02.01 tag G -> 5/A12.01 (PARTITION G + schedule) -> 8/A12.01 + 9/A12.01 + 10/A12.01 (2 LAYERS 5/8" TO UNDERSIDE OF DECK, METAL STUDS ATTACH TO STRUCTURE ABOVE, SOUNDGUARD ISOLATOR) -> S5.20 7 -> S5.20 1-F | w2
G-08 | 5/8" gypsum board type X (LF/SF) - 2 layers | SF | 309.76 | DERIVADO | 5/A12.01 (2 layers each face drawn) + 8/A12.01 '2 LAYERS 5/8" GYPSUM WALL BOARD TO EXTEND TO UNDERSIDE OF DECK' | face OFFICE 108 (north): 2 layers x 10.07 ft x 15.375 ft = 309.75 SF | A02.01 tag G -> 5/A12.01 (PARTITION G + schedule) -> 8/A12.01 + 9/A12.01 + 10/A12.01 (2 LAYERS 5/8" TO UNDERSIDE OF DECK, METAL STUDS ATTACH TO STRUCTURE ABOVE, SOUNDGUARD ISOLATOR) -> S5.20 7 -> S5.20 1-F | w2
G-08 | 5/8" gypsum board type X (LF/SF) - 2 layers | SF | 309.76 | DERIVADO | same | face CASH WINDOW 116 (south; x 1661.76-1708.08 the south face is 3.3" off the A1K face - see notes): 2 layers x 10.07 ft x 15.375 ft = 309.75 SF | A02.01 tag G -> 5/A12.01 (PARTITION G + schedule) -> 8/A12.01 + 9/A12.01 + 10/A12.01 (2 LAYERS 5/8" TO UNDERSIDE OF DECK, METAL STUDS ATTACH TO STRUCTURE ABOVE, SOUNDGUARD ISOLATOR) -> S5.20 7 -> S5.20 1-F | w2
G-08 | batt insulation sound attenuation (thickness per spec - PENDIENTE) (SF) | SF | 154.88 | DERIVADO | 5/A12.01 BATT INSULATION; schedule INSULATION YES | 10.07 ft x 15.375 ft | A02.01 tag G -> 5/A12.01 (PARTITION G + schedule) -> 8/A12.01 + 9/A12.01 + 10/A12.01 (2 LAYERS 5/8" TO UNDERSIDE OF DECK, METAL STUDS ATTACH TO STRUCTURE ABOVE, SOUNDGUARD ISOLATOR) -> S5.20 7 -> S5.20 1-F | w2
G-08 | acoustical sealant (LF) | LF | 40.29 | DERIVADO | 5/A12.01 sealant at base both faces + 8/A12.01 SEALANT at underside of structure both faces | 4 runs (top+bottom, both faces) x 10.07 ft | A02.01 tag G -> 5/A12.01 (PARTITION G + schedule) -> 8/A12.01 + 9/A12.01 + 10/A12.01 (2 LAYERS 5/8" TO UNDERSIDE OF DECK, METAL STUDS ATTACH TO STRUCTURE ABOVE, SOUNDGUARD ISOLATOR) -> S5.20 7 -> S5.20 1-F | w2
G-08 | bracing C.R. channel 1-1/2" 16ga @ 48" O.C. (LF) | LF | 60.44 | DERIVADO | S5.20 1-F 'BRIDGING AND BRACING - CONTINUOUS BRIDGING' 1 1/2" C.R. CHANNEL @ 48" O.C.; S1.11 CFS note 4 (bridging per delegated submittal) | rows of bridging = ceil(184.5 in / 48) - 1 = 3 x 2 stud row(s) x 10.07 ft [applies S5.20 1-F generically; RFI-w2-06] | A02.01 tag G -> 5/A12.01 (PARTITION G + schedule) -> 8/A12.01 + 9/A12.01 + 10/A12.01 (2 LAYERS 5/8" TO UNDERSIDE OF DECK, METAL STUDS ATTACH TO STRUCTURE ABOVE, SOUNDGUARD ISOLATOR) -> S5.20 7 -> S5.20 1-F | w2
G-08 | SOUNDGUARD isolator by Marinoware (EA) | EA | PENDING | PENDIENTE | 5/A12.01 + 8/A12.01 'SOUNDGUARD ISOLATOR BY MARINOWARE' | spacing not printed -> RFI-w2-02 (if 1 per stud pair @ 48" vertical: 3 per stud pair) | A02.01 tag G -> 5/A12.01 (PARTITION G + schedule) -> 8/A12.01 + 9/A12.01 + 10/A12.01 (2 LAYERS 5/8" TO UNDERSIDE OF DECK, METAL STUDS ATTACH TO STRUCTURE ABOVE, SOUNDGUARD ISOLATOR) -> S5.20 7 -> S5.20 1-F | w2
G-04 | 1-5/8" metal stud 162S125-33 (20ga) (LF) | LF | 369 | DERIVADO | G + S5.20 7 METAL STUD PROPERTIES: '362S137-33 3 5/8" INTERIOR WALLS @ 16" O.C.'; '600S137-33 6"'; '600T125-33 BOTTOM TRACK'; '600T200-97 TOP TRACK' | rows 2 x (floor(12.33 ft x 12 / 16)+1 = 10 field + 2 extra (per row: +2 (end caps / jambs / intersections))) = 24 studs x 15.375 ft stud height (deck = S2.20 B.O.D. EL. 15'-4 1/2" (high roof, no slope; same T/STEEL 15'-4 1/2" in A09.23 Section H at grid 3, between grids E and B) - T/slab LEVEL 1 0'-0" (A09.23) = 15.375 ft) | A02.01 tag G -> 5/A12.01 (PARTITION G + schedule) -> 8/A12.01 + 9/A12.01 + 10/A12.01 (2 LAYERS 5/8" TO UNDERSIDE OF DECK, METAL STUDS ATTACH TO STRUCTURE ABOVE, SOUNDGUARD ISOLATOR) -> S5.20 7 -> S5.20 1-F | w2
G-04 | bottom track 1-5/8" 162T125-33 (20ga) (LF) | LF | 24.67 | DERIVADO | 5/A12.01 (PARTITION G + schedule) | 2 run(s) x 12.33 ft (vector band y faces 830.76/840.00 (9.24 pt = 6.16 in), extent 911.88->1133.88 = 222.00 pt / 18 = 12.33 ft) | A02.01 tag G -> 5/A12.01 (PARTITION G + schedule) -> 8/A12.01 + 9/A12.01 + 10/A12.01 (2 LAYERS 5/8" TO UNDERSIDE OF DECK, METAL STUDS ATTACH TO STRUCTURE ABOVE, SOUNDGUARD ISOLATOR) -> S5.20 7 -> S5.20 1-F | w2
G-04 | top deflection slip track 1-5/8" x 2" leg (20ga) (LF) | LF | 24.67 | DERIVADO | 5/A12.01 (PARTITION G + schedule) | 2 run(s) x 12.33 ft (vector band y faces 830.76/840.00 (9.24 pt = 6.16 in), extent 911.88->1133.88 = 222.00 pt / 18 = 12.33 ft) | A02.01 tag G -> 5/A12.01 (PARTITION G + schedule) -> 8/A12.01 + 9/A12.01 + 10/A12.01 (2 LAYERS 5/8" TO UNDERSIDE OF DECK, METAL STUDS ATTACH TO STRUCTURE ABOVE, SOUNDGUARD ISOLATOR) -> S5.20 7 -> S5.20 1-F | w2
G-04 | 5/8" gypsum board type X (LF/SF) - 2 layers | SF | 379.25 | DERIVADO | 5/A12.01 (2 layers each face drawn) + 8/A12.01 '2 LAYERS 5/8" GYPSUM WALL BOARD TO EXTEND TO UNDERSIDE OF DECK' | face ATM ROOM 102 (north): 2 layers x 12.33 ft x 15.375 ft = 379.25 SF | A02.01 tag G -> 5/A12.01 (PARTITION G + schedule) -> 8/A12.01 + 9/A12.01 + 10/A12.01 (2 LAYERS 5/8" TO UNDERSIDE OF DECK, METAL STUDS ATTACH TO STRUCTURE ABOVE, SOUNDGUARD ISOLATOR) -> S5.20 7 -> S5.20 1-F | w2
G-04 | 5/8" gypsum board type X (LF/SF) - 2 layers | SF | 379.25 | DERIVADO | same | face OFFICE 109 (south): 2 layers x 12.33 ft x 15.375 ft = 379.25 SF | A02.01 tag G -> 5/A12.01 (PARTITION G + schedule) -> 8/A12.01 + 9/A12.01 + 10/A12.01 (2 LAYERS 5/8" TO UNDERSIDE OF DECK, METAL STUDS ATTACH TO STRUCTURE ABOVE, SOUNDGUARD ISOLATOR) -> S5.20 7 -> S5.20 1-F | w2
G-04 | batt insulation sound attenuation (thickness per spec - PENDIENTE) (SF) | SF | 189.63 | DERIVADO | 5/A12.01 BATT INSULATION; schedule INSULATION YES | 12.33 ft x 15.375 ft | A02.01 tag G -> 5/A12.01 (PARTITION G + schedule) -> 8/A12.01 + 9/A12.01 + 10/A12.01 (2 LAYERS 5/8" TO UNDERSIDE OF DECK, METAL STUDS ATTACH TO STRUCTURE ABOVE, SOUNDGUARD ISOLATOR) -> S5.20 7 -> S5.20 1-F | w2
G-04 | acoustical sealant (LF) | LF | 49.33 | DERIVADO | 5/A12.01 sealant at base both faces + 8/A12.01 SEALANT at underside of structure both faces | 4 runs (top+bottom, both faces) x 12.33 ft | A02.01 tag G -> 5/A12.01 (PARTITION G + schedule) -> 8/A12.01 + 9/A12.01 + 10/A12.01 (2 LAYERS 5/8" TO UNDERSIDE OF DECK, METAL STUDS ATTACH TO STRUCTURE ABOVE, SOUNDGUARD ISOLATOR) -> S5.20 7 -> S5.20 1-F | w2
G-04 | bracing C.R. channel 1-1/2" 16ga @ 48" O.C. (LF) | LF | 74 | DERIVADO | S5.20 1-F 'BRIDGING AND BRACING - CONTINUOUS BRIDGING' 1 1/2" C.R. CHANNEL @ 48" O.C.; S1.11 CFS note 4 (bridging per delegated submittal) | rows of bridging = ceil(184.5 in / 48) - 1 = 3 x 2 stud row(s) x 12.33 ft [applies S5.20 1-F generically; RFI-w2-06] | A02.01 tag G -> 5/A12.01 (PARTITION G + schedule) -> 8/A12.01 + 9/A12.01 + 10/A12.01 (2 LAYERS 5/8" TO UNDERSIDE OF DECK, METAL STUDS ATTACH TO STRUCTURE ABOVE, SOUNDGUARD ISOLATOR) -> S5.20 7 -> S5.20 1-F | w2
G-04 | SOUNDGUARD isolator by Marinoware (EA) | EA | PENDING | PENDIENTE | 5/A12.01 + 8/A12.01 'SOUNDGUARD ISOLATOR BY MARINOWARE' | spacing not printed -> RFI-w2-02 (if 1 per stud pair @ 48" vertical: 3 per stud pair) | A02.01 tag G -> 5/A12.01 (PARTITION G + schedule) -> 8/A12.01 + 9/A12.01 + 10/A12.01 (2 LAYERS 5/8" TO UNDERSIDE OF DECK, METAL STUDS ATTACH TO STRUCTURE ABOVE, SOUNDGUARD ISOLATOR) -> S5.20 7 -> S5.20 1-F | w2
G-07 | 1-5/8" metal stud 162S125-33 (20ga) (LF) | LF | 307.5 | DERIVADO | G + S5.20 7 METAL STUD PROPERTIES: '362S137-33 3 5/8" INTERIOR WALLS @ 16" O.C.'; '600S137-33 6"'; '600T125-33 BOTTOM TRACK'; '600T200-97 TOP TRACK' | rows 2 x (floor(11.63 ft x 12 / 16)+1 = 9 field + 1 extra (per row: +1 (end caps / jambs / intersections))) = 20 studs x 15.375 ft stud height (deck = S2.20 B.O.D. EL. 15'-4 1/2" (high roof, no slope; same T/STEEL 15'-4 1/2" in A09.23 Section H at grid 3, between grids E and B) - T/slab LEVEL 1 0'-0" (A09.23) = 15.375 ft) | A02.01 tag G -> 5/A12.01 (PARTITION G + schedule) -> 8/A12.01 + 9/A12.01 + 10/A12.01 (2 LAYERS 5/8" TO UNDERSIDE OF DECK, METAL STUDS ATTACH TO STRUCTURE ABOVE, SOUNDGUARD ISOLATOR) -> S5.20 7 -> S5.20 1-F | w2
G-07 | bottom track 1-5/8" 162T125-33 (20ga) (LF) | LF | 23.25 | DERIVADO | 5/A12.01 (PARTITION G + schedule) | 2 run(s) x 11.63 ft (vector band y faces 1029.00/1038.12 (9.12 pt = 6.08 in), extent 911.88->1121.16 = 209.28 pt / 18 = 11.63 ft) | A02.01 tag G -> 5/A12.01 (PARTITION G + schedule) -> 8/A12.01 + 9/A12.01 + 10/A12.01 (2 LAYERS 5/8" TO UNDERSIDE OF DECK, METAL STUDS ATTACH TO STRUCTURE ABOVE, SOUNDGUARD ISOLATOR) -> S5.20 7 -> S5.20 1-F | w2
G-07 | top deflection slip track 1-5/8" x 2" leg (20ga) (LF) | LF | 23.25 | DERIVADO | 5/A12.01 (PARTITION G + schedule) | 2 run(s) x 11.63 ft (vector band y faces 1029.00/1038.12 (9.12 pt = 6.08 in), extent 911.88->1121.16 = 209.28 pt / 18 = 11.63 ft) | A02.01 tag G -> 5/A12.01 (PARTITION G + schedule) -> 8/A12.01 + 9/A12.01 + 10/A12.01 (2 LAYERS 5/8" TO UNDERSIDE OF DECK, METAL STUDS ATTACH TO STRUCTURE ABOVE, SOUNDGUARD ISOLATOR) -> S5.20 7 -> S5.20 1-F | w2
G-07 | 5/8" gypsum board type X (LF/SF) - 2 layers | SF | 357.52 | DERIVADO | 5/A12.01 (2 layers each face drawn) + 8/A12.01 '2 LAYERS 5/8" GYPSUM WALL BOARD TO EXTEND TO UNDERSIDE OF DECK' | face OFFICE 109 (north): 2 layers x 11.63 ft x 15.375 ft = 357.52 SF | A02.01 tag G -> 5/A12.01 (PARTITION G + schedule) -> 8/A12.01 + 9/A12.01 + 10/A12.01 (2 LAYERS 5/8" TO UNDERSIDE OF DECK, METAL STUDS ATTACH TO STRUCTURE ABOVE, SOUNDGUARD ISOLATOR) -> S5.20 7 -> S5.20 1-F | w2
G-07 | 5/8" gypsum board type X (LF/SF) - 2 layers | SF | 357.52 | DERIVADO | same | face OFFICE 110 (south): 2 layers x 11.63 ft x 15.375 ft = 357.52 SF | A02.01 tag G -> 5/A12.01 (PARTITION G + schedule) -> 8/A12.01 + 9/A12.01 + 10/A12.01 (2 LAYERS 5/8" TO UNDERSIDE OF DECK, METAL STUDS ATTACH TO STRUCTURE ABOVE, SOUNDGUARD ISOLATOR) -> S5.20 7 -> S5.20 1-F | w2
G-07 | batt insulation sound attenuation (thickness per spec - PENDIENTE) (SF) | SF | 178.76 | DERIVADO | 5/A12.01 BATT INSULATION; schedule INSULATION YES | 11.63 ft x 15.375 ft | A02.01 tag G -> 5/A12.01 (PARTITION G + schedule) -> 8/A12.01 + 9/A12.01 + 10/A12.01 (2 LAYERS 5/8" TO UNDERSIDE OF DECK, METAL STUDS ATTACH TO STRUCTURE ABOVE, SOUNDGUARD ISOLATOR) -> S5.20 7 -> S5.20 1-F | w2
G-07 | acoustical sealant (LF) | LF | 46.51 | DERIVADO | 5/A12.01 sealant at base both faces + 8/A12.01 SEALANT at underside of structure both faces | 4 runs (top+bottom, both faces) x 11.63 ft | A02.01 tag G -> 5/A12.01 (PARTITION G + schedule) -> 8/A12.01 + 9/A12.01 + 10/A12.01 (2 LAYERS 5/8" TO UNDERSIDE OF DECK, METAL STUDS ATTACH TO STRUCTURE ABOVE, SOUNDGUARD ISOLATOR) -> S5.20 7 -> S5.20 1-F | w2
G-07 | bracing C.R. channel 1-1/2" 16ga @ 48" O.C. (LF) | LF | 69.76 | DERIVADO | S5.20 1-F 'BRIDGING AND BRACING - CONTINUOUS BRIDGING' 1 1/2" C.R. CHANNEL @ 48" O.C.; S1.11 CFS note 4 (bridging per delegated submittal) | rows of bridging = ceil(184.5 in / 48) - 1 = 3 x 2 stud row(s) x 11.63 ft [applies S5.20 1-F generically; RFI-w2-06] | A02.01 tag G -> 5/A12.01 (PARTITION G + schedule) -> 8/A12.01 + 9/A12.01 + 10/A12.01 (2 LAYERS 5/8" TO UNDERSIDE OF DECK, METAL STUDS ATTACH TO STRUCTURE ABOVE, SOUNDGUARD ISOLATOR) -> S5.20 7 -> S5.20 1-F | w2
G-07 | SOUNDGUARD isolator by Marinoware (EA) | EA | PENDING | PENDIENTE | 5/A12.01 + 8/A12.01 'SOUNDGUARD ISOLATOR BY MARINOWARE' | spacing not printed -> RFI-w2-02 (if 1 per stud pair @ 48" vertical: 3 per stud pair) | A02.01 tag G -> 5/A12.01 (PARTITION G + schedule) -> 8/A12.01 + 9/A12.01 + 10/A12.01 (2 LAYERS 5/8" TO UNDERSIDE OF DECK, METAL STUDS ATTACH TO STRUCTURE ABOVE, SOUNDGUARD ISOLATOR) -> S5.20 7 -> S5.20 1-F | w2
G-09 | 1-5/8" metal stud 162S125-33 (20ga) (LF) | LF | 307.5 | DERIVADO | G + S5.20 7 METAL STUD PROPERTIES: '362S137-33 3 5/8" INTERIOR WALLS @ 16" O.C.'; '600S137-33 6"'; '600T125-33 BOTTOM TRACK'; '600T200-97 TOP TRACK' | rows 2 x (floor(11.63 ft x 12 / 16)+1 = 9 field + 1 extra (per row: +1 (end caps / jambs / intersections))) = 20 studs x 15.375 ft stud height (deck = S2.20 B.O.D. EL. 15'-4 1/2" (high roof, no slope; same T/STEEL 15'-4 1/2" in A09.23 Section H at grid 3, between grids E and B) - T/slab LEVEL 1 0'-0" (A09.23) = 15.375 ft) | A02.01 tag G -> 5/A12.01 (PARTITION G + schedule) -> 8/A12.01 + 9/A12.01 + 10/A12.01 (2 LAYERS 5/8" TO UNDERSIDE OF DECK, METAL STUDS ATTACH TO STRUCTURE ABOVE, SOUNDGUARD ISOLATOR) -> S5.20 7 -> S5.20 1-F | w2
G-09 | bottom track 1-5/8" 162T125-33 (20ga) (LF) | LF | 23.25 | DERIVADO | 5/A12.01 (PARTITION G + schedule) | 2 run(s) x 11.63 ft (vector band y faces 1227.12/1236.36 (9.24 pt = 6.16 in), extent 911.88->1121.16 = 209.28 pt / 18 = 11.63 ft) | A02.01 tag G -> 5/A12.01 (PARTITION G + schedule) -> 8/A12.01 + 9/A12.01 + 10/A12.01 (2 LAYERS 5/8" TO UNDERSIDE OF DECK, METAL STUDS ATTACH TO STRUCTURE ABOVE, SOUNDGUARD ISOLATOR) -> S5.20 7 -> S5.20 1-F | w2
G-09 | top deflection slip track 1-5/8" x 2" leg (20ga) (LF) | LF | 23.25 | DERIVADO | 5/A12.01 (PARTITION G + schedule) | 2 run(s) x 11.63 ft (vector band y faces 1227.12/1236.36 (9.24 pt = 6.16 in), extent 911.88->1121.16 = 209.28 pt / 18 = 11.63 ft) | A02.01 tag G -> 5/A12.01 (PARTITION G + schedule) -> 8/A12.01 + 9/A12.01 + 10/A12.01 (2 LAYERS 5/8" TO UNDERSIDE OF DECK, METAL STUDS ATTACH TO STRUCTURE ABOVE, SOUNDGUARD ISOLATOR) -> S5.20 7 -> S5.20 1-F | w2
G-09 | 5/8" gypsum board type X (LF/SF) - 2 layers | SF | 357.52 | DERIVADO | 5/A12.01 (2 layers each face drawn) + 8/A12.01 '2 LAYERS 5/8" GYPSUM WALL BOARD TO EXTEND TO UNDERSIDE OF DECK' | face OFFICE 110 (north): 2 layers x 11.63 ft x 15.375 ft = 357.52 SF | A02.01 tag G -> 5/A12.01 (PARTITION G + schedule) -> 8/A12.01 + 9/A12.01 + 10/A12.01 (2 LAYERS 5/8" TO UNDERSIDE OF DECK, METAL STUDS ATTACH TO STRUCTURE ABOVE, SOUNDGUARD ISOLATOR) -> S5.20 7 -> S5.20 1-F | w2
G-09 | 5/8" gypsum board type X (LF/SF) - 2 layers | SF | 357.52 | DERIVADO | same | face WOMEN'S RESTROOM 114 (south): 2 layers x 11.63 ft x 15.375 ft = 357.52 SF | A02.01 tag G -> 5/A12.01 (PARTITION G + schedule) -> 8/A12.01 + 9/A12.01 + 10/A12.01 (2 LAYERS 5/8" TO UNDERSIDE OF DECK, METAL STUDS ATTACH TO STRUCTURE ABOVE, SOUNDGUARD ISOLATOR) -> S5.20 7 -> S5.20 1-F | w2
G-09 | batt insulation sound attenuation (thickness per spec - PENDIENTE) (SF) | SF | 178.76 | DERIVADO | 5/A12.01 BATT INSULATION; schedule INSULATION YES | 11.63 ft x 15.375 ft | A02.01 tag G -> 5/A12.01 (PARTITION G + schedule) -> 8/A12.01 + 9/A12.01 + 10/A12.01 (2 LAYERS 5/8" TO UNDERSIDE OF DECK, METAL STUDS ATTACH TO STRUCTURE ABOVE, SOUNDGUARD ISOLATOR) -> S5.20 7 -> S5.20 1-F | w2
G-09 | acoustical sealant (LF) | LF | 46.51 | DERIVADO | 5/A12.01 sealant at base both faces + 8/A12.01 SEALANT at underside of structure both faces | 4 runs (top+bottom, both faces) x 11.63 ft | A02.01 tag G -> 5/A12.01 (PARTITION G + schedule) -> 8/A12.01 + 9/A12.01 + 10/A12.01 (2 LAYERS 5/8" TO UNDERSIDE OF DECK, METAL STUDS ATTACH TO STRUCTURE ABOVE, SOUNDGUARD ISOLATOR) -> S5.20 7 -> S5.20 1-F | w2
G-09 | bracing C.R. channel 1-1/2" 16ga @ 48" O.C. (LF) | LF | 69.76 | DERIVADO | S5.20 1-F 'BRIDGING AND BRACING - CONTINUOUS BRIDGING' 1 1/2" C.R. CHANNEL @ 48" O.C.; S1.11 CFS note 4 (bridging per delegated submittal) | rows of bridging = ceil(184.5 in / 48) - 1 = 3 x 2 stud row(s) x 11.63 ft [applies S5.20 1-F generically; RFI-w2-06] | A02.01 tag G -> 5/A12.01 (PARTITION G + schedule) -> 8/A12.01 + 9/A12.01 + 10/A12.01 (2 LAYERS 5/8" TO UNDERSIDE OF DECK, METAL STUDS ATTACH TO STRUCTURE ABOVE, SOUNDGUARD ISOLATOR) -> S5.20 7 -> S5.20 1-F | w2
G-09 | SOUNDGUARD isolator by Marinoware (EA) | EA | PENDING | PENDIENTE | 5/A12.01 + 8/A12.01 'SOUNDGUARD ISOLATOR BY MARINOWARE' | spacing not printed -> RFI-w2-02 (if 1 per stud pair @ 48" vertical: 3 per stud pair) | A02.01 tag G -> 5/A12.01 (PARTITION G + schedule) -> 8/A12.01 + 9/A12.01 + 10/A12.01 (2 LAYERS 5/8" TO UNDERSIDE OF DECK, METAL STUDS ATTACH TO STRUCTURE ABOVE, SOUNDGUARD ISOLATOR) -> S5.20 7 -> S5.20 1-F | w2
G1-01 | 1-5/8" metal stud 162S125-33 (20ga) (LF) | LF | 307.5 | DERIVADO | G1 + S5.20 7 METAL STUD PROPERTIES: '362S137-33 3 5/8" INTERIOR WALLS @ 16" O.C.'; '600S137-33 6"'; '600T125-33 BOTTOM TRACK'; '600T200-97 TOP TRACK' | rows 2 x (floor(10.83 ft x 12 / 16)+1 = 9 field + 1 extra (per row: +1 (end caps / jambs / intersections))) = 20 studs x 15.375 ft stud height (deck = S2.20 B.O.D. EL. 15'-4 1/2" (high roof, no slope; same T/STEEL 15'-4 1/2" in A09.23 Section H at grid 3, between grids E and B) - T/slab LEVEL 1 0'-0" (A09.23) = 15.375 ft) | A02.01 tag G1 -> 5/A12.01 (PARTITION G (G1 row) + schedule) -> 8/A12.01 + 9/A12.01 + 10/A12.01 (2 LAYERS 5/8" TO UNDERSIDE OF DECK, METAL STUDS ATTACH TO STRUCTURE ABOVE, SOUNDGUARD ISOLATOR) -> S5.20 7 -> S5.20 1-F | w2
G1-01 | bottom track 1-5/8" 162T125-33 (20ga) (LF) | LF | 21.67 | DERIVADO | 5/A12.01 (PARTITION G (G1 row) + schedule) | 2 run(s) x 10.83 ft (vector band y faces 522.00/534.72 (12.72 pt = 8.48 in), extent 1631.28->1826.28 = 195.00 pt / 18 = 10.83 ft) | A02.01 tag G1 -> 5/A12.01 (PARTITION G (G1 row) + schedule) -> 8/A12.01 + 9/A12.01 + 10/A12.01 (2 LAYERS 5/8" TO UNDERSIDE OF DECK, METAL STUDS ATTACH TO STRUCTURE ABOVE, SOUNDGUARD ISOLATOR) -> S5.20 7 -> S5.20 1-F | w2
G1-01 | top deflection slip track 1-5/8" x 2" leg (20ga) (LF) | LF | 21.67 | DERIVADO | 5/A12.01 (PARTITION G (G1 row) + schedule) | 2 run(s) x 10.83 ft (vector band y faces 522.00/534.72 (12.72 pt = 8.48 in), extent 1631.28->1826.28 = 195.00 pt / 18 = 10.83 ft) | A02.01 tag G1 -> 5/A12.01 (PARTITION G (G1 row) + schedule) -> 8/A12.01 + 9/A12.01 + 10/A12.01 (2 LAYERS 5/8" TO UNDERSIDE OF DECK, METAL STUDS ATTACH TO STRUCTURE ABOVE, SOUNDGUARD ISOLATOR) -> S5.20 7 -> S5.20 1-F | w2
G1-01 | 5/8" gypsum board type X (LF/SF) - 2 layers | SF | 333.13 | DERIVADO | 5/A12.01 (2 layers each face drawn) + 8/A12.01 '2 LAYERS 5/8" GYPSUM WALL BOARD TO EXTEND TO UNDERSIDE OF DECK' | face OFFICE 105 (north): 2 layers x 10.83 ft x 15.375 ft = 333.12 SF | A02.01 tag G1 -> 5/A12.01 (PARTITION G (G1 row) + schedule) -> 8/A12.01 + 9/A12.01 + 10/A12.01 (2 LAYERS 5/8" TO UNDERSIDE OF DECK, METAL STUDS ATTACH TO STRUCTURE ABOVE, SOUNDGUARD ISOLATOR) -> S5.20 7 -> S5.20 1-F | w2
G1-01 | 5/8" gypsum board type X (LF/SF) - 2 layers | SF | 333.13 | DERIVADO | same | face OFFICE 106 (south): 2 layers x 10.83 ft x 15.375 ft = 333.12 SF | A02.01 tag G1 -> 5/A12.01 (PARTITION G (G1 row) + schedule) -> 8/A12.01 + 9/A12.01 + 10/A12.01 (2 LAYERS 5/8" TO UNDERSIDE OF DECK, METAL STUDS ATTACH TO STRUCTURE ABOVE, SOUNDGUARD ISOLATOR) -> S5.20 7 -> S5.20 1-F | w2
G1-01 | batt insulation sound attenuation (thickness per spec - PENDIENTE) (SF) | SF | 166.56 | DERIVADO | 5/A12.01 BATT INSULATION; schedule INSULATION YES | 10.83 ft x 15.375 ft | A02.01 tag G1 -> 5/A12.01 (PARTITION G (G1 row) + schedule) -> 8/A12.01 + 9/A12.01 + 10/A12.01 (2 LAYERS 5/8" TO UNDERSIDE OF DECK, METAL STUDS ATTACH TO STRUCTURE ABOVE, SOUNDGUARD ISOLATOR) -> S5.20 7 -> S5.20 1-F | w2
G1-01 | acoustical sealant (LF) | LF | 43.33 | DERIVADO | 5/A12.01 sealant at base both faces + 8/A12.01 SEALANT at underside of structure both faces | 4 runs (top+bottom, both faces) x 10.83 ft | A02.01 tag G1 -> 5/A12.01 (PARTITION G (G1 row) + schedule) -> 8/A12.01 + 9/A12.01 + 10/A12.01 (2 LAYERS 5/8" TO UNDERSIDE OF DECK, METAL STUDS ATTACH TO STRUCTURE ABOVE, SOUNDGUARD ISOLATOR) -> S5.20 7 -> S5.20 1-F | w2
G1-01 | bracing C.R. channel 1-1/2" 16ga @ 48" O.C. (LF) | LF | 65 | DERIVADO | S5.20 1-F 'BRIDGING AND BRACING - CONTINUOUS BRIDGING' 1 1/2" C.R. CHANNEL @ 48" O.C.; S1.11 CFS note 4 (bridging per delegated submittal) | rows of bridging = ceil(184.5 in / 48) - 1 = 3 x 2 stud row(s) x 10.83 ft [applies S5.20 1-F generically; RFI-w2-06] | A02.01 tag G1 -> 5/A12.01 (PARTITION G (G1 row) + schedule) -> 8/A12.01 + 9/A12.01 + 10/A12.01 (2 LAYERS 5/8" TO UNDERSIDE OF DECK, METAL STUDS ATTACH TO STRUCTURE ABOVE, SOUNDGUARD ISOLATOR) -> S5.20 7 -> S5.20 1-F | w2
G1-01 | SOUNDGUARD isolator by Marinoware (EA) | EA | PENDING | PENDIENTE | 5/A12.01 + 8/A12.01 'SOUNDGUARD ISOLATOR BY MARINOWARE' | spacing not printed -> RFI-w2-02 (if 1 per stud pair @ 48" vertical: 3 per stud pair) | A02.01 tag G1 -> 5/A12.01 (PARTITION G (G1 row) + schedule) -> 8/A12.01 + 9/A12.01 + 10/A12.01 (2 LAYERS 5/8" TO UNDERSIDE OF DECK, METAL STUDS ATTACH TO STRUCTURE ABOVE, SOUNDGUARD ISOLATOR) -> S5.20 7 -> S5.20 1-F | w2
G1-02 | 1-5/8" metal stud 162S125-33 (20ga) (LF) | LF | 307.5 | DERIVADO | G1 + S5.20 7 METAL STUD PROPERTIES: '362S137-33 3 5/8" INTERIOR WALLS @ 16" O.C.'; '600S137-33 6"'; '600T125-33 BOTTOM TRACK'; '600T200-97 TOP TRACK' | rows 2 x (floor(7.40 ft x 12 / 16)+1 = 6 field + 4 extra (per row: +4 (end caps / jambs / intersections))) = 20 studs x 15.375 ft stud height (deck = S2.20 B.O.D. EL. 15'-4 1/2" (high roof, no slope; same T/STEEL 15'-4 1/2" in A09.23 Section H at grid 3, between grids E and B) - T/slab LEVEL 1 0'-0" (A09.23) = 15.375 ft) | A02.01 tag G1 -> 5/A12.01 (PARTITION G (G1 row) + schedule) -> 8/A12.01 + 9/A12.01 + 10/A12.01 (2 LAYERS 5/8" TO UNDERSIDE OF DECK, METAL STUDS ATTACH TO STRUCTURE ABOVE, SOUNDGUARD ISOLATOR) -> S5.20 7 -> S5.20 1-F | w2
G1-02 | bottom track 1-5/8" 162T125-33 (20ga) (LF) | LF | 14.8 | DERIVADO | 5/A12.01 (PARTITION G (G1 row) + schedule) | 2 run(s) x 7.40 ft (vector band x faces 1121.16/1133.88 (12.72 pt = 8.48 in), extent 840.00->1243.20 = 403.20 pt / 18 = 22.40 ft; minus office-front openings 2 x 135.00 pt (7'-6" each, A02.01 '7'-6" HOLD CLEAR FINISHED OPENING') -> net solid (403.20-270.00)/18 = 7.40 ft) | A02.01 tag G1 -> 5/A12.01 (PARTITION G (G1 row) + schedule) -> 8/A12.01 + 9/A12.01 + 10/A12.01 (2 LAYERS 5/8" TO UNDERSIDE OF DECK, METAL STUDS ATTACH TO STRUCTURE ABOVE, SOUNDGUARD ISOLATOR) -> S5.20 7 -> S5.20 1-F | w2
G1-02 | top deflection slip track 1-5/8" x 2" leg (20ga) (LF) | LF | 14.8 | DERIVADO | 5/A12.01 (PARTITION G (G1 row) + schedule) | 2 run(s) x 7.40 ft (vector band x faces 1121.16/1133.88 (12.72 pt = 8.48 in), extent 840.00->1243.20 = 403.20 pt / 18 = 22.40 ft; minus office-front openings 2 x 135.00 pt (7'-6" each, A02.01 '7'-6" HOLD CLEAR FINISHED OPENING') -> net solid (403.20-270.00)/18 = 7.40 ft) | A02.01 tag G1 -> 5/A12.01 (PARTITION G (G1 row) + schedule) -> 8/A12.01 + 9/A12.01 + 10/A12.01 (2 LAYERS 5/8" TO UNDERSIDE OF DECK, METAL STUDS ATTACH TO STRUCTURE ABOVE, SOUNDGUARD ISOLATOR) -> S5.20 7 -> S5.20 1-F | w2
G1-02 | 5/8" gypsum board type X (LF/SF) - 2 layers | SF | 227.55 | DERIVADO | 5/A12.01 (2 layers each face drawn) + 8/A12.01 '2 LAYERS 5/8" GYPSUM WALL BOARD TO EXTEND TO UNDERSIDE OF DECK' | face OFFICES 109/110 (west): 2 layers x 7.40 ft x 15.375 ft = 227.55 SF | A02.01 tag G1 -> 5/A12.01 (PARTITION G (G1 row) + schedule) -> 8/A12.01 + 9/A12.01 + 10/A12.01 (2 LAYERS 5/8" TO UNDERSIDE OF DECK, METAL STUDS ATTACH TO STRUCTURE ABOVE, SOUNDGUARD ISOLATOR) -> S5.20 7 -> S5.20 1-F | w2
G1-02 | 5/8" gypsum board type X (LF/SF) - 2 layers | SF | 227.55 | DERIVADO | same | face CENTRAL ZONE 103 (east): 2 layers x 7.40 ft x 15.375 ft = 227.55 SF | A02.01 tag G1 -> 5/A12.01 (PARTITION G (G1 row) + schedule) -> 8/A12.01 + 9/A12.01 + 10/A12.01 (2 LAYERS 5/8" TO UNDERSIDE OF DECK, METAL STUDS ATTACH TO STRUCTURE ABOVE, SOUNDGUARD ISOLATOR) -> S5.20 7 -> S5.20 1-F | w2
G1-02 | batt insulation sound attenuation (thickness per spec - PENDIENTE) (SF) | SF | 113.78 | DERIVADO | 5/A12.01 BATT INSULATION; schedule INSULATION YES | 7.40 ft x 15.375 ft | A02.01 tag G1 -> 5/A12.01 (PARTITION G (G1 row) + schedule) -> 8/A12.01 + 9/A12.01 + 10/A12.01 (2 LAYERS 5/8" TO UNDERSIDE OF DECK, METAL STUDS ATTACH TO STRUCTURE ABOVE, SOUNDGUARD ISOLATOR) -> S5.20 7 -> S5.20 1-F | w2
G1-02 | acoustical sealant (LF) | LF | 29.6 | DERIVADO | 5/A12.01 sealant at base both faces + 8/A12.01 SEALANT at underside of structure both faces | 4 runs (top+bottom, both faces) x 7.40 ft | A02.01 tag G1 -> 5/A12.01 (PARTITION G (G1 row) + schedule) -> 8/A12.01 + 9/A12.01 + 10/A12.01 (2 LAYERS 5/8" TO UNDERSIDE OF DECK, METAL STUDS ATTACH TO STRUCTURE ABOVE, SOUNDGUARD ISOLATOR) -> S5.20 7 -> S5.20 1-F | w2
G1-02 | bracing C.R. channel 1-1/2" 16ga @ 48" O.C. (LF) | LF | 44.4 | DERIVADO | S5.20 1-F 'BRIDGING AND BRACING - CONTINUOUS BRIDGING' 1 1/2" C.R. CHANNEL @ 48" O.C.; S1.11 CFS note 4 (bridging per delegated submittal) | rows of bridging = ceil(184.5 in / 48) - 1 = 3 x 2 stud row(s) x 7.40 ft [applies S5.20 1-F generically; RFI-w2-06] | A02.01 tag G1 -> 5/A12.01 (PARTITION G (G1 row) + schedule) -> 8/A12.01 + 9/A12.01 + 10/A12.01 (2 LAYERS 5/8" TO UNDERSIDE OF DECK, METAL STUDS ATTACH TO STRUCTURE ABOVE, SOUNDGUARD ISOLATOR) -> S5.20 7 -> S5.20 1-F | w2
G1-02 | SOUNDGUARD isolator by Marinoware (EA) | EA | PENDING | PENDIENTE | 5/A12.01 + 8/A12.01 'SOUNDGUARD ISOLATOR BY MARINOWARE' | spacing not printed -> RFI-w2-02 (if 1 per stud pair @ 48" vertical: 3 per stud pair) | A02.01 tag G1 -> 5/A12.01 (PARTITION G (G1 row) + schedule) -> 8/A12.01 + 9/A12.01 + 10/A12.01 (2 LAYERS 5/8" TO UNDERSIDE OF DECK, METAL STUDS ATTACH TO STRUCTURE ABOVE, SOUNDGUARD ISOLATOR) -> S5.20 7 -> S5.20 1-F | w2
F-01 | 3-5/8" metal stud 362S137-33 (20ga) (LF) | LF | 292.13 | DERIVADO | F + S5.20 7 METAL STUD PROPERTIES: '362S137-33 3 5/8" INTERIOR WALLS @ 16" O.C.'; '600S137-33 6"'; '600T125-33 BOTTOM TRACK'; '600T200-97 TOP TRACK' | rows 1 x (floor(17.76 ft x 12 / 16)+1 = 14 field + 5 extra (+4 double jamb studs at ATM R.O. (S5.20 9 DBL JAMB STUD), +1 end stud)) = 19 studs x 15.375 ft stud height (deck = S2.20 B.O.D. EL. 15'-4 1/2" (high roof, no slope; same T/STEEL 15'-4 1/2" in A09.23 Section H at grid 3, between grids E and B) - T/slab LEVEL 1 0'-0" (A09.23) = 15.375 ft) | A02.01 tag F -> 12/A12.01 (PARTITION TYPE F) -> A08.11 7 (ATM ROOM PLAN) + A08.11 1 (ATM ELEVATION R.O.) -> A12.10 (vestibule, ceiling) -> S5.20 7/9 -> S5.20 1-F | w2
F-01 | bottom track 362T125-33 3-5/8" (20ga) (LF) | LF | 17.76 | DERIVADO | 12/A12.01 (PARTITION TYPE F) | 1 run(s) x 17.76 ft (diagonal faces at 30.0 deg: public face 136.88+40.49+136.88 = 314.25 pt, ATM-room face 132.04+40.49+122.20+12.74+17.74 = 325.21 pt; centerline (avg) 319.73 pt / 18 = 17.76 ft) | A02.01 tag F -> 12/A12.01 (PARTITION TYPE F) -> A08.11 7 (ATM ROOM PLAN) + A08.11 1 (ATM ELEVATION R.O.) -> A12.10 (vestibule, ceiling) -> S5.20 7/9 -> S5.20 1-F | w2
F-01 | top deflection slip track 3-5/8" x 2" leg (20ga) (LF) | LF | 17.76 | DERIVADO | 12/A12.01 (PARTITION TYPE F) | 1 run(s) x 17.76 ft (diagonal faces at 30.0 deg: public face 136.88+40.49+136.88 = 314.25 pt, ATM-room face 132.04+40.49+122.20+12.74+17.74 = 325.21 pt; centerline (avg) 319.73 pt / 18 = 17.76 ft) | A02.01 tag F -> 12/A12.01 (PARTITION TYPE F) -> A08.11 7 (ATM ROOM PLAN) + A08.11 1 (ATM ELEVATION R.O.) -> A12.10 (vestibule, ceiling) -> S5.20 7/9 -> S5.20 1-F | w2
F-01 | FRT plywood 3/4" (SF) | SF | 262.38 | DERIVADO | 12/A12.01 '3/4" FRT PLYWOOD ON PUBLIC SIDE OF PARTITION, EXTEND TO DECK ABOVE' | public face (24 HR VESTIBULE 101) 17.46 ft x 15.375 ft - ATM R.O. 2.25 x 2.688 = 262.38 SF | A02.01 tag F -> 12/A12.01 (PARTITION TYPE F) -> A08.11 7 (ATM ROOM PLAN) + A08.11 1 (ATM ELEVATION R.O.) -> A12.10 (vestibule, ceiling) -> S5.20 7/9 -> S5.20 1-F | w2
F-01 | 5/8" gypsum board type X (LF/SF) - public side over FRT, 1 layer | SF | 168.54 | DERIVADO | 12/A12.01 5/8" GYPSUM WALLBOARD (stops at ATM LOBBY ceiling); A04.01 24 HR VESTIBULE 101 'GB 10'-0"' | 17.46 ft x 10.00 ft - 6.05 SF R.O. = 168.54 SF | A02.01 tag F -> 12/A12.01 (PARTITION TYPE F) -> A08.11 7 (ATM ROOM PLAN) + A08.11 1 (ATM ELEVATION R.O.) -> A12.10 (vestibule, ceiling) -> S5.20 7/9 -> S5.20 1-F | w2
F-01 | 5/8" gypsum board type X (LF/SF) - ATM room side, 1 layer | SF | 156.56 | DERIVADO | 12/A12.01 5/8" GYPSUM WALLBOARD to 6" above CEILING AS SCHEDULED; A04.01 ATM ROOM 102 'ACT-5 8'-6"' | 18.07 ft x (8.50 + 0.50) ft - 6.05 SF = 156.56 SF | A02.01 tag F -> 12/A12.01 (PARTITION TYPE F) -> A08.11 7 (ATM ROOM PLAN) + A08.11 1 (ATM ELEVATION R.O.) -> A12.10 (vestibule, ceiling) -> S5.20 7/9 -> S5.20 1-F | w2
F-01 | batt insulation sound attenuation 3-1/2" (SF) | SF | 267.06 | DERIVADO | 12/A12.01 BATT INSULATION | 17.76 x 15.375 - R.O. 6.05 | A02.01 tag F -> 12/A12.01 (PARTITION TYPE F) -> A08.11 7 (ATM ROOM PLAN) + A08.11 1 (ATM ELEVATION R.O.) -> A12.10 (vestibule, ceiling) -> S5.20 7/9 -> S5.20 1-F | w2
F-01 | bracing C.R. channel 1-1/2" 16ga @ 48" O.C. (LF) | LF | 53.29 | DERIVADO | S5.20 1-F 'BRIDGING AND BRACING - CONTINUOUS BRIDGING' 1 1/2" C.R. CHANNEL @ 48" O.C.; S1.11 CFS note 4 (bridging per delegated submittal) | rows of bridging = ceil(184.5 in / 48) - 1 = 3 x 1 stud row(s) x 17.76 ft [applies S5.20 1-F generically; RFI-w2-06] | A02.01 tag F -> 12/A12.01 (PARTITION TYPE F) -> A08.11 7 (ATM ROOM PLAN) + A08.11 1 (ATM ELEVATION R.O.) -> A12.10 (vestibule, ceiling) -> S5.20 7/9 -> S5.20 1-F | w2
OPN-F01-ATM | header / box beam 3-5/8" track 18ga (43 mil) single (LF) | LF | 2.25 | DERIVADO | S5.20 7 HEADER SCHEDULE - WALLS: NON LOAD BRG INTERIOR max span 3'-4" 'SINGLE TRACK 18 GAUGE'; 6'-0" 'DOUBLE TRACK 18 GAUGE'; 8'-0" '2-362CSJ20'; A08.11 1 '2'-3" R.O.' | span 27 in <= 3'-4" -> single track; 1 x 2.25 ft | A02.01 -> A08.11 7 -> A08.11 1 (R.O. 2'-3" x 2'-8 1/4", 2'-7 3/4" A.F.F.) -> A08.11 4 -> S5.20 7 HEADER SCHEDULE -> S5.20 2/9 | w2
OPN-F01-ATM | sill track 3-5/8" 18ga (43 mil) (LF) | LF | 2.25 | DERIVADO | S5.20 2 'INVERT DETAIL FOR SILL CONDITION' | 1 x 2.25 ft | A02.01 -> A08.11 7 -> A08.11 1 (R.O. 2'-3" x 2'-8 1/4", 2'-7 3/4" A.F.F.) -> A08.11 4 -> S5.20 7 HEADER SCHEDULE -> S5.20 2/9 | w2
OPN-F01-ATM | 3-5/8" metal stud 362S137-33 (20ga) (LF) | LF | 25.38 | DERIVADO | S5.20 9 cripples @ 16" O.C. | cripples floor(27/16)+1 = 2 above (2 x 10.042) + 2 below (2 x 2.646) | A02.01 -> A08.11 7 -> A08.11 1 (R.O. 2'-3" x 2'-8 1/4", 2'-7 3/4" A.F.F.) -> A08.11 4 -> S5.20 7 HEADER SCHEDULE -> S5.20 2/9 | w2
OPN-F01-ATM | casing bead (LF) | LF | 9.88 | DERIVADO | A08.11 4 ATM SURROUND (trim at R.O.) - surround by ATM vendor | perimeter of R.O. on public face 2 x (2.25 + 2.688) | A02.01 -> A08.11 7 -> A08.11 1 (R.O. 2'-3" x 2'-8 1/4", 2'-7 3/4" A.F.F.) -> A08.11 4 -> S5.20 7 HEADER SCHEDULE -> S5.20 2/9 | w2
C1-03 | 3-5/8" metal stud 362S137-33 (20ga) (LF) | LF | PENDING | PENDIENTE | C1 + S5.20 7 METAL STUD PROPERTIES: '362S137-33 3 5/8" INTERIOR WALLS @ 16" O.C.'; '600S137-33 6"'; '600T125-33 BOTTOM TRACK'; '600T200-97 TOP TRACK' | rows 1 x (floor(4.00 ft x 12 / 16)+1 = 4 field + 4 extra (+4 corner/end studs)) = 8 studs x 15.375 ft stud height (deck = S2.20 B.O.D. EL. 15'-4 1/2" (high roof, no slope; same T/STEEL 15'-4 1/2" in A09.23 Section H at grid 3, between grids E and B) - T/slab LEVEL 1 0'-0" (A09.23) = 15.375 ft [PENDIENTE: 6/A12.01 shows a break line at the top, height of C1 furring not dimensioned -> RFI-w2-03; provisional value = to underside of deck]) | A02.01 tag C1 -> 6/A12.01 (PARTITION TYPE C1: BLOCK PARTITION + 3 5/8" METAL STUDS + 5/8" GYPSUM BOARD) -> S5.20 7 | w2
C1-03 | bottom track 362T125-33 3-5/8" (20ga) (LF) | LF | 4 | DERIVADO | 6/A12.01 (PARTITION TYPE C1: BLOCK PARTITION + 3 5/8" METAL STUDS + 5/8" GYPSUM BOARD) | 1 run(s) x 4.00 ft (4 faces x 18.00 pt = 72.00 pt / 18 = 4.00 ft) | A02.01 tag C1 -> 6/A12.01 (PARTITION TYPE C1: BLOCK PARTITION + 3 5/8" METAL STUDS + 5/8" GYPSUM BOARD) -> S5.20 7 | w2
C1-03 | top track fixed 3-5/8" (20ga) (LF) | LF | 4 | DERIVADO | 6/A12.01 (PARTITION TYPE C1: BLOCK PARTITION + 3 5/8" METAL STUDS + 5/8" GYPSUM BOARD) | 1 run(s) x 4.00 ft (4 faces x 18.00 pt = 72.00 pt / 18 = 4.00 ft) | A02.01 tag C1 -> 6/A12.01 (PARTITION TYPE C1: BLOCK PARTITION + 3 5/8" METAL STUDS + 5/8" GYPSUM BOARD) -> S5.20 7 | w2
C1-03 | 5/8" gypsum board type X (LF/SF) - 1 layer, exposed face only | SF | PENDING | PENDIENTE | 6/A12.01 '5/8" GYPSUM BOARD' (one face) | 4.00 ft x 15.375 ft (provisional to deck) = 61.50 SF; RFI-w2-03 | A02.01 tag C1 -> 6/A12.01 (PARTITION TYPE C1: BLOCK PARTITION + 3 5/8" METAL STUDS + 5/8" GYPSUM BOARD) -> S5.20 7 | w2
C1-03 | corner bead (LF) | LF | PENDING | PENDIENTE | outside corners of furred enclosure (A02.01 geometry) | 4 outside corners x 15.375 ft | A02.01 tag C1 -> 6/A12.01 (PARTITION TYPE C1: BLOCK PARTITION + 3 5/8" METAL STUDS + 5/8" GYPSUM BOARD) -> S5.20 7 | w2
C1-04 | 3-5/8" metal stud 362S137-33 (20ga) (LF) | LF | PENDING | PENDIENTE | C1 + S5.20 7 METAL STUD PROPERTIES: '362S137-33 3 5/8" INTERIOR WALLS @ 16" O.C.'; '600S137-33 6"'; '600T125-33 BOTTOM TRACK'; '600T200-97 TOP TRACK' | rows 1 x (floor(1.71 ft x 12 / 16)+1 = 2 field + 3 extra (+3 corner/end studs)) = 5 studs x 15.375 ft stud height (deck = S2.20 B.O.D. EL. 15'-4 1/2" (high roof, no slope; same T/STEEL 15'-4 1/2" in A09.23 Section H at grid 3, between grids E and B) - T/slab LEVEL 1 0'-0" (A09.23) = 15.375 ft [PENDIENTE: 6/A12.01 shows a break line at the top, height of C1 furring not dimensioned -> RFI-w2-03; provisional value = to underside of deck]) | A02.01 tag C1 -> 6/A12.01 (PARTITION TYPE C1: BLOCK PARTITION + 3 5/8" METAL STUDS + 5/8" GYPSUM BOARD) -> S5.20 7 | w2
C1-04 | bottom track 362T125-33 3-5/8" (20ga) (LF) | LF | 1.71 | DERIVADO | 6/A12.01 (PARTITION TYPE C1: BLOCK PARTITION + 3 5/8" METAL STUDS + 5/8" GYPSUM BOARD) | 1 run(s) x 1.71 ft (17.16 + 6.36 + 7.32 = 30.84 pt / 18 = 1.71 ft) | A02.01 tag C1 -> 6/A12.01 (PARTITION TYPE C1: BLOCK PARTITION + 3 5/8" METAL STUDS + 5/8" GYPSUM BOARD) -> S5.20 7 | w2
C1-04 | top track fixed 3-5/8" (20ga) (LF) | LF | 1.71 | DERIVADO | 6/A12.01 (PARTITION TYPE C1: BLOCK PARTITION + 3 5/8" METAL STUDS + 5/8" GYPSUM BOARD) | 1 run(s) x 1.71 ft (17.16 + 6.36 + 7.32 = 30.84 pt / 18 = 1.71 ft) | A02.01 tag C1 -> 6/A12.01 (PARTITION TYPE C1: BLOCK PARTITION + 3 5/8" METAL STUDS + 5/8" GYPSUM BOARD) -> S5.20 7 | w2
C1-04 | 5/8" gypsum board type X (LF/SF) - 1 layer, exposed face only | SF | PENDING | PENDIENTE | 6/A12.01 '5/8" GYPSUM BOARD' (one face) | 1.71 ft x 15.375 ft (provisional to deck) = 26.34 SF; RFI-w2-03 | A02.01 tag C1 -> 6/A12.01 (PARTITION TYPE C1: BLOCK PARTITION + 3 5/8" METAL STUDS + 5/8" GYPSUM BOARD) -> S5.20 7 | w2
C1-04 | corner bead (LF) | LF | PENDING | PENDIENTE | outside corners of furred enclosure (A02.01 geometry) | 2 outside corners x 15.375 ft | A02.01 tag C1 -> 6/A12.01 (PARTITION TYPE C1: BLOCK PARTITION + 3 5/8" METAL STUDS + 5/8" GYPSUM BOARD) -> S5.20 7 | w2
C1-05 | 3-5/8" metal stud 362S137-33 (20ga) (LF) | LF | PENDING | PENDIENTE | C1 + S5.20 7 METAL STUD PROPERTIES: '362S137-33 3 5/8" INTERIOR WALLS @ 16" O.C.'; '600S137-33 6"'; '600T125-33 BOTTOM TRACK'; '600T200-97 TOP TRACK' | rows 1 x (floor(11.33 ft x 12 / 16)+1 = 9 field + 3 extra (+3 corner/end studs)) = 12 studs x 15.375 ft stud height (deck = S2.20 B.O.D. EL. 15'-4 1/2" (high roof, no slope; same T/STEEL 15'-4 1/2" in A09.23 Section H at grid 3, between grids E and B) - T/slab LEVEL 1 0'-0" (A09.23) = 15.375 ft [PENDIENTE: 6/A12.01 shows a break line at the top, height of C1 furring not dimensioned -> RFI-w2-03; provisional value = to underside of deck]) | A02.01 tag C1 -> 6/A12.01 (PARTITION TYPE C1: BLOCK PARTITION + 3 5/8" METAL STUDS + 5/8" GYPSUM BOARD) -> S5.20 7 | w2
C1-05 | bottom track 362T125-33 3-5/8" (20ga) (LF) | LF | 11.33 | DERIVADO | 6/A12.01 (PARTITION TYPE C1: BLOCK PARTITION + 3 5/8" METAL STUDS + 5/8" GYPSUM BOARD) | 1 run(s) x 11.33 ft (front 180.00 pt (= printed 10'-0") + returns 2 x 12.00 pt (= printed 8") / 18 = 11.33 ft) | A02.01 tag C1 -> 6/A12.01 (PARTITION TYPE C1: BLOCK PARTITION + 3 5/8" METAL STUDS + 5/8" GYPSUM BOARD) -> S5.20 7 | w2
C1-05 | top track fixed 3-5/8" (20ga) (LF) | LF | 11.33 | DERIVADO | 6/A12.01 (PARTITION TYPE C1: BLOCK PARTITION + 3 5/8" METAL STUDS + 5/8" GYPSUM BOARD) | 1 run(s) x 11.33 ft (front 180.00 pt (= printed 10'-0") + returns 2 x 12.00 pt (= printed 8") / 18 = 11.33 ft) | A02.01 tag C1 -> 6/A12.01 (PARTITION TYPE C1: BLOCK PARTITION + 3 5/8" METAL STUDS + 5/8" GYPSUM BOARD) -> S5.20 7 | w2
C1-05 | 5/8" gypsum board type X (LF/SF) - 1 layer, exposed face only | SF | PENDING | PENDIENTE | 6/A12.01 '5/8" GYPSUM BOARD' (one face) | 11.33 ft x 15.375 ft (provisional to deck) = 174.25 SF; RFI-w2-03 | A02.01 tag C1 -> 6/A12.01 (PARTITION TYPE C1: BLOCK PARTITION + 3 5/8" METAL STUDS + 5/8" GYPSUM BOARD) -> S5.20 7 | w2
C1-05 | corner bead (LF) | LF | PENDING | PENDIENTE | outside corners of furred enclosure (A02.01 geometry) | 2 outside corners x 15.375 ft | A02.01 tag C1 -> 6/A12.01 (PARTITION TYPE C1: BLOCK PARTITION + 3 5/8" METAL STUDS + 5/8" GYPSUM BOARD) -> S5.20 7 | w2
C1-06 | 3-5/8" metal stud 362S137-33 (20ga) (LF) | LF | 117.49 | DERIVADO | C1 + S5.20 7 METAL STUD PROPERTIES: '362S137-33 3 5/8" INTERIOR WALLS @ 16" O.C.'; '600S137-33 6"'; '600T125-33 BOTTOM TRACK'; '600T200-97 TOP TRACK' | rows 1 x (floor(10.03 ft x 12 / 16)+1 = 8 field + 1 extra (+1 corner/end studs)) = 9 studs x 12.923 ft stud height (deck interpolated N-S between S2.20 B.O.D. EL. 13'-0 5/8" @ grid B (y=1246.1 pt) and 12'-6 3/8" @ grid A (y=1700.5 pt): 13.052 - (1359.1-1246.1)/454.4 x 0.521 = 12.923 ft (minus T/slab 0'-0") [PENDIENTE: 6/A12.01 shows a break line at the top, height of C1 furring not dimensioned -> RFI-w2-03; provisional value = to underside of deck]) ¦¦ LEADER R3: x (13.052 / 12.92) = high end of sloped zone B-A per skill (S2.20 13'-0 5/8") | A02.01 tag C1 -> 6/A12.01 (PARTITION TYPE C1: BLOCK PARTITION + 3 5/8" METAL STUDS + 5/8" GYPSUM BOARD) -> S5.20 7 | w2
C1-06 | bottom track 362T125-33 3-5/8" (20ga) (LF) | LF | 10.03 | DERIVADO | 6/A12.01 (PARTITION TYPE C1: BLOCK PARTITION + 3 5/8" METAL STUDS + 5/8" GYPSUM BOARD) | 1 run(s) x 10.03 ft (x 911.88->1092.36 = 180.48 pt / 18 = 10.03 ft) | A02.01 tag C1 -> 6/A12.01 (PARTITION TYPE C1: BLOCK PARTITION + 3 5/8" METAL STUDS + 5/8" GYPSUM BOARD) -> S5.20 7 | w2
C1-06 | top track fixed 3-5/8" (20ga) (LF) | LF | 10.03 | DERIVADO | 6/A12.01 (PARTITION TYPE C1: BLOCK PARTITION + 3 5/8" METAL STUDS + 5/8" GYPSUM BOARD) | 1 run(s) x 10.03 ft (x 911.88->1092.36 = 180.48 pt / 18 = 10.03 ft) | A02.01 tag C1 -> 6/A12.01 (PARTITION TYPE C1: BLOCK PARTITION + 3 5/8" METAL STUDS + 5/8" GYPSUM BOARD) -> S5.20 7 | w2
C1-06 | 5/8" gypsum board type X (LF/SF) - 1 layer, exposed face only | SF | PENDING | PENDIENTE | 6/A12.01 '5/8" GYPSUM BOARD' (one face) | 10.03 ft x 12.923 ft (provisional to deck) = 129.57 SF; RFI-w2-03 | A02.01 tag C1 -> 6/A12.01 (PARTITION TYPE C1: BLOCK PARTITION + 3 5/8" METAL STUDS + 5/8" GYPSUM BOARD) -> S5.20 7 | w2
C1-08 | 3-5/8" metal stud 362S137-33 (20ga) (LF) | LF | 117.49 | DERIVADO | C1 + S5.20 7 METAL STUD PROPERTIES: '362S137-33 3 5/8" INTERIOR WALLS @ 16" O.C.'; '600S137-33 6"'; '600T125-33 BOTTOM TRACK'; '600T200-97 TOP TRACK' | rows 1 x (floor(10.03 ft x 12 / 16)+1 = 8 field + 1 extra (+1 corner/end studs)) = 9 studs x 12.892 ft stud height (deck interpolated N-S between S2.20 B.O.D. EL. 13'-0 5/8" @ grid B (y=1246.1 pt) and 12'-6 3/8" @ grid A (y=1700.5 pt): 13.052 - (1385.8-1246.1)/454.4 x 0.521 = 12.892 ft (minus T/slab 0'-0") [PENDIENTE: 6/A12.01 shows a break line at the top, height of C1 furring not dimensioned -> RFI-w2-03; provisional value = to underside of deck]) ¦¦ LEADER R3: x (13.052 / 12.89) = high end of sloped zone B-A per skill (S2.20 13'-0 5/8") | A02.01 tag C1 -> 6/A12.01 (PARTITION TYPE C1: BLOCK PARTITION + 3 5/8" METAL STUDS + 5/8" GYPSUM BOARD) -> S5.20 7 | w2
C1-08 | bottom track 362T125-33 3-5/8" (20ga) (LF) | LF | 10.03 | DERIVADO | 6/A12.01 (PARTITION TYPE C1: BLOCK PARTITION + 3 5/8" METAL STUDS + 5/8" GYPSUM BOARD) | 1 run(s) x 10.03 ft (x 911.88->1092.36 = 180.48 pt / 18 = 10.03 ft) | A02.01 tag C1 -> 6/A12.01 (PARTITION TYPE C1: BLOCK PARTITION + 3 5/8" METAL STUDS + 5/8" GYPSUM BOARD) -> S5.20 7 | w2
C1-08 | top track fixed 3-5/8" (20ga) (LF) | LF | 10.03 | DERIVADO | 6/A12.01 (PARTITION TYPE C1: BLOCK PARTITION + 3 5/8" METAL STUDS + 5/8" GYPSUM BOARD) | 1 run(s) x 10.03 ft (x 911.88->1092.36 = 180.48 pt / 18 = 10.03 ft) | A02.01 tag C1 -> 6/A12.01 (PARTITION TYPE C1: BLOCK PARTITION + 3 5/8" METAL STUDS + 5/8" GYPSUM BOARD) -> S5.20 7 | w2
C1-08 | 5/8" gypsum board type X (LF/SF) - 1 layer, exposed face only | SF | PENDING | PENDIENTE | 6/A12.01 '5/8" GYPSUM BOARD' (one face) | 10.03 ft x 12.892 ft (provisional to deck) = 129.26 SF; RFI-w2-03 | A02.01 tag C1 -> 6/A12.01 (PARTITION TYPE C1: BLOCK PARTITION + 3 5/8" METAL STUDS + 5/8" GYPSUM BOARD) -> S5.20 7 | w2
C1-07 | 3-5/8" metal stud 362S137-33 (20ga) (LF) | LF | PENDING | PENDIENTE | C1 + S5.20 7 METAL STUD PROPERTIES: '362S137-33 3 5/8" INTERIOR WALLS @ 16" O.C.'; '600S137-33 6"'; '600T125-33 BOTTOM TRACK'; '600T200-97 TOP TRACK' | rows 1 x (floor(4.14 ft x 12 / 16)+1 = 4 field + 3 extra (+3 corner/end studs)) = 7 studs x 15.375 ft stud height (deck interpolated N-S between S2.20 B.O.D. EL. 13'-0 5/8" @ grid B (y=1246.1 pt) and 12'-6 3/8" @ grid A (y=1700.5 pt): 13.052 - (1357.9-1246.1)/454.4 x 0.521 = 12.924 ft (minus T/slab 0'-0") [PENDIENTE: 6/A12.01 shows a break line at the top, height of C1 furring not dimensioned -> RFI-w2-03; provisional value = to underside of deck]) | A02.01 tag C1 -> 6/A12.01 (PARTITION TYPE C1: BLOCK PARTITION + 3 5/8" METAL STUDS + 5/8" GYPSUM BOARD) -> S5.20 7 | w2
C1-07 | bottom track 362T125-33 3-5/8" (20ga) (LF) | LF | 4.14 | DERIVADO | 6/A12.01 (PARTITION TYPE C1: BLOCK PARTITION + 3 5/8" METAL STUDS + 5/8" GYPSUM BOARD) | 1 run(s) x 4.14 ft (53.64 + 2 x 10.44 = 74.52 pt / 18 = 4.14 ft) | A02.01 tag C1 -> 6/A12.01 (PARTITION TYPE C1: BLOCK PARTITION + 3 5/8" METAL STUDS + 5/8" GYPSUM BOARD) -> S5.20 7 | w2
C1-07 | top track fixed 3-5/8" (20ga) (LF) | LF | 4.14 | DERIVADO | 6/A12.01 (PARTITION TYPE C1: BLOCK PARTITION + 3 5/8" METAL STUDS + 5/8" GYPSUM BOARD) | 1 run(s) x 4.14 ft (53.64 + 2 x 10.44 = 74.52 pt / 18 = 4.14 ft) | A02.01 tag C1 -> 6/A12.01 (PARTITION TYPE C1: BLOCK PARTITION + 3 5/8" METAL STUDS + 5/8" GYPSUM BOARD) -> S5.20 7 | w2
C1-07 | 5/8" gypsum board type X (LF/SF) - 1 layer, exposed face only | SF | PENDING | PENDIENTE | 6/A12.01 '5/8" GYPSUM BOARD' (one face) | 4.14 ft x 15.375 ft (provisional to deck) = 63.65 SF; RFI-w2-03 | A02.01 tag C1 -> 6/A12.01 (PARTITION TYPE C1: BLOCK PARTITION + 3 5/8" METAL STUDS + 5/8" GYPSUM BOARD) -> S5.20 7 | w2
C1-07 | corner bead (LF) | LF | PENDING | PENDIENTE | outside corners of furred enclosure (A02.01 geometry) | 2 outside corners x 15.375 ft | A02.01 tag C1 -> 6/A12.01 (PARTITION TYPE C1: BLOCK PARTITION + 3 5/8" METAL STUDS + 5/8" GYPSUM BOARD) -> S5.20 7 | w2
BH-105 | header / box beam 2-362CSJ20 (cont. box beam) (LF) | LF | 7.5 | DERIVADO | 8/A12.01 + 9/A12.01 'CONT. BOX BEAM' (size not given) + S5.20 7 HEADER SCHEDULE - WALLS: NON LOAD BRG INTERIOR max span 3'-4" 'SINGLE TRACK 18 GAUGE'; 6'-0" 'DOUBLE TRACK 18 GAUGE'; 8'-0" '2-362CSJ20' (span 7'-6" <= 8'-0") | 1 x 7.50 ft opening width | A02.01 office front ('7'-6" HOLD CLEAR FINISHED OPENING', note E ALLSTEEL OFFICE FRONT BY BANK VENDOR) -> A11.01 (head) -> 8/A12.01 (@ door) + 9/A12.01 (@ glass panel) -> 10/A12.01 (jamb) -> 5/A12.01 (G/G1) -> S5.20 7 HEADER SCHEDULE -> S2.20 B.O.D. | w2
BH-105 | 1-5/8" metal stud 162S125-33 (20ga) (LF) | LF | 88 | DERIVADO | 8/A12.01 'METAL STUDS ATTACH TO STRUCTURE ABOVE' (G/G1 rows) | 2 rows x (floor(90 in/16)+1 = 6) cripples x band 7.333 ft | A02.01 office front ('7'-6" HOLD CLEAR FINISHED OPENING', note E ALLSTEEL OFFICE FRONT BY BANK VENDOR) -> A11.01 (head) -> 8/A12.01 (@ door) + 9/A12.01 (@ glass panel) -> 10/A12.01 (jamb) -> 5/A12.01 (G/G1) -> S5.20 7 HEADER SCHEDULE -> S2.20 B.O.D. | w2
BH-105 | 1-5/8" metal stud 162S125-33 (20ga) (LF) | LF | 123 | DERIVADO | 10/A12.01 OFFICE JAMB DETAIL + S5.20 9 'DBL JAMB STUD' | 2 jambs x 2 rows x 2 studs = 8 x 15.375 ft (floor to deck) | A02.01 office front ('7'-6" HOLD CLEAR FINISHED OPENING', note E ALLSTEEL OFFICE FRONT BY BANK VENDOR) -> A11.01 (head) -> 8/A12.01 (@ door) + 9/A12.01 (@ glass panel) -> 10/A12.01 (jamb) -> 5/A12.01 (G/G1) -> S5.20 7 HEADER SCHEDULE -> S2.20 B.O.D. | w2
BH-105 | top deflection slip track 1-5/8" x 2" leg (20ga) (LF) | LF | 15 | DERIVADO | 8/A12.01 'CONT. SLIP TRACK' | 2 rows x 7.50 ft | A02.01 office front ('7'-6" HOLD CLEAR FINISHED OPENING', note E ALLSTEEL OFFICE FRONT BY BANK VENDOR) -> A11.01 (head) -> 8/A12.01 (@ door) + 9/A12.01 (@ glass panel) -> 10/A12.01 (jamb) -> 5/A12.01 (G/G1) -> S5.20 7 HEADER SCHEDULE -> S2.20 B.O.D. | w2
BH-105 | 5/8" gypsum board type X (LF/SF) - 2 layers | SF | 110 | DERIVADO | 8/A12.01 '2 LAYERS 5/8" GYPSUM WALL BOARD TO EXTEND TO UNDERSIDE OF DECK' | office face: 2 layers x 7.50 ft x band (15.375 deck - 8.042 head = 7.333) ft | A02.01 office front ('7'-6" HOLD CLEAR FINISHED OPENING', note E ALLSTEEL OFFICE FRONT BY BANK VENDOR) -> A11.01 (head) -> 8/A12.01 (@ door) + 9/A12.01 (@ glass panel) -> 10/A12.01 (jamb) -> 5/A12.01 (G/G1) -> S5.20 7 HEADER SCHEDULE -> S2.20 B.O.D. | w2
BH-105 | 5/8" gypsum board type X (LF/SF) - 2 layers | SF | 110 | DERIVADO | same | central zone face: 2 layers x 7.50 x 7.333 | A02.01 office front ('7'-6" HOLD CLEAR FINISHED OPENING', note E ALLSTEEL OFFICE FRONT BY BANK VENDOR) -> A11.01 (head) -> 8/A12.01 (@ door) + 9/A12.01 (@ glass panel) -> 10/A12.01 (jamb) -> 5/A12.01 (G/G1) -> S5.20 7 HEADER SCHEDULE -> S2.20 B.O.D. | w2
BH-105 | 5/8" gypsum board type X (LF/SF) - soffit of bulkhead, 1 layer | SF | 3.85 | DERIVADO | 8/A12.01 gyp under FRT plywood blocking at bulkhead underside | 7.50 ft x wall thickness 0.513 ft | A02.01 office front ('7'-6" HOLD CLEAR FINISHED OPENING', note E ALLSTEEL OFFICE FRONT BY BANK VENDOR) -> A11.01 (head) -> 8/A12.01 (@ door) + 9/A12.01 (@ glass panel) -> 10/A12.01 (jamb) -> 5/A12.01 (G/G1) -> S5.20 7 HEADER SCHEDULE -> S2.20 B.O.D. | w2
BH-105 | FRT blocking 3/4" plywood (LF) | LF | 23.58 | DERIVADO | 8/A12.01 + 10/A12.01 '3/4" FRT PLYWOOD BLOCKING' | head 7.50 ft + 2 jambs x 8.042 ft | A02.01 office front ('7'-6" HOLD CLEAR FINISHED OPENING', note E ALLSTEEL OFFICE FRONT BY BANK VENDOR) -> A11.01 (head) -> 8/A12.01 (@ door) + 9/A12.01 (@ glass panel) -> 10/A12.01 (jamb) -> 5/A12.01 (G/G1) -> S5.20 7 HEADER SCHEDULE -> S2.20 B.O.D. | w2
BH-105 | corner bead (LF) | LF | 47.17 | DERIVADO | 8/A12.01 + 10/A12.01 'CORNER BEAD, TYPICAL' | 2 head edges x 7.50 + 2 jambs x 2 edges x 8.042 | A02.01 office front ('7'-6" HOLD CLEAR FINISHED OPENING', note E ALLSTEEL OFFICE FRONT BY BANK VENDOR) -> A11.01 (head) -> 8/A12.01 (@ door) + 9/A12.01 (@ glass panel) -> 10/A12.01 (jamb) -> 5/A12.01 (G/G1) -> S5.20 7 HEADER SCHEDULE -> S2.20 B.O.D. | w2
BH-105 | shadow molding (LF) | LF | 7.5 | DERIVADO | 8/A12.01 'SHADOW MOLDING - AS SPECIFIED' (ceiling-to-bulkhead) | 1 x 7.50 ft (office side; frontera w4 for remaining ceiling perimeter) | A02.01 office front ('7'-6" HOLD CLEAR FINISHED OPENING', note E ALLSTEEL OFFICE FRONT BY BANK VENDOR) -> A11.01 (head) -> 8/A12.01 (@ door) + 9/A12.01 (@ glass panel) -> 10/A12.01 (jamb) -> 5/A12.01 (G/G1) -> S5.20 7 HEADER SCHEDULE -> S2.20 B.O.D. | w2
BH-105 | acoustical sealant (LF) | LF | 62.17 | DERIVADO | 8/A12.01 'SEALANT' at underside of structure (2 faces) and at office-front head (2 faces) + 10/A12.01 'SEALANT' at jambs | top 2 x 7.50 + head 2 x 7.50 + jambs 4 x 8.042 | A02.01 office front ('7'-6" HOLD CLEAR FINISHED OPENING', note E ALLSTEEL OFFICE FRONT BY BANK VENDOR) -> A11.01 (head) -> 8/A12.01 (@ door) + 9/A12.01 (@ glass panel) -> 10/A12.01 (jamb) -> 5/A12.01 (G/G1) -> S5.20 7 HEADER SCHEDULE -> S2.20 B.O.D. | w2
BH-105 | batt insulation sound attenuation (SF) | SF | 55 | DERIVADO | 8/A12.01 batt drawn in bulkhead cavity | 7.50 x 7.333 | A02.01 office front ('7'-6" HOLD CLEAR FINISHED OPENING', note E ALLSTEEL OFFICE FRONT BY BANK VENDOR) -> A11.01 (head) -> 8/A12.01 (@ door) + 9/A12.01 (@ glass panel) -> 10/A12.01 (jamb) -> 5/A12.01 (G/G1) -> S5.20 7 HEADER SCHEDULE -> S2.20 B.O.D. | w2
BH-105 | SOUNDGUARD isolator by Marinoware (EA) | EA | PENDING | PENDIENTE | 8/A12.01 'SOUNDGUARD ISOLATOR BY MARINOWARE' | spacing not printed -> RFI-w2-02 | A02.01 office front ('7'-6" HOLD CLEAR FINISHED OPENING', note E ALLSTEEL OFFICE FRONT BY BANK VENDOR) -> A11.01 (head) -> 8/A12.01 (@ door) + 9/A12.01 (@ glass panel) -> 10/A12.01 (jamb) -> 5/A12.01 (G/G1) -> S5.20 7 HEADER SCHEDULE -> S2.20 B.O.D. | w2
BH-106 | header / box beam 2-362CSJ20 (cont. box beam) (LF) | LF | 7.5 | DERIVADO | 8/A12.01 + 9/A12.01 'CONT. BOX BEAM' (size not given) + S5.20 7 HEADER SCHEDULE - WALLS: NON LOAD BRG INTERIOR max span 3'-4" 'SINGLE TRACK 18 GAUGE'; 6'-0" 'DOUBLE TRACK 18 GAUGE'; 8'-0" '2-362CSJ20' (span 7'-6" <= 8'-0") | 1 x 7.50 ft opening width | A02.01 office front ('7'-6" HOLD CLEAR FINISHED OPENING', note E ALLSTEEL OFFICE FRONT BY BANK VENDOR) -> A11.01 (head) -> 8/A12.01 (@ door) + 9/A12.01 (@ glass panel) -> 10/A12.01 (jamb) -> 5/A12.01 (G/G1) -> S5.20 7 HEADER SCHEDULE -> S2.20 B.O.D. | w2
BH-106 | 1-5/8" metal stud 162S125-33 (20ga) (LF) | LF | 88 | DERIVADO | 8/A12.01 'METAL STUDS ATTACH TO STRUCTURE ABOVE' (G/G1 rows) | 2 rows x (floor(90 in/16)+1 = 6) cripples x band 7.333 ft | A02.01 office front ('7'-6" HOLD CLEAR FINISHED OPENING', note E ALLSTEEL OFFICE FRONT BY BANK VENDOR) -> A11.01 (head) -> 8/A12.01 (@ door) + 9/A12.01 (@ glass panel) -> 10/A12.01 (jamb) -> 5/A12.01 (G/G1) -> S5.20 7 HEADER SCHEDULE -> S2.20 B.O.D. | w2
BH-106 | 1-5/8" metal stud 162S125-33 (20ga) (LF) | LF | 123 | DERIVADO | 10/A12.01 OFFICE JAMB DETAIL + S5.20 9 'DBL JAMB STUD' | 2 jambs x 2 rows x 2 studs = 8 x 15.375 ft (floor to deck) | A02.01 office front ('7'-6" HOLD CLEAR FINISHED OPENING', note E ALLSTEEL OFFICE FRONT BY BANK VENDOR) -> A11.01 (head) -> 8/A12.01 (@ door) + 9/A12.01 (@ glass panel) -> 10/A12.01 (jamb) -> 5/A12.01 (G/G1) -> S5.20 7 HEADER SCHEDULE -> S2.20 B.O.D. | w2
BH-106 | top deflection slip track 1-5/8" x 2" leg (20ga) (LF) | LF | 15 | DERIVADO | 8/A12.01 'CONT. SLIP TRACK' | 2 rows x 7.50 ft | A02.01 office front ('7'-6" HOLD CLEAR FINISHED OPENING', note E ALLSTEEL OFFICE FRONT BY BANK VENDOR) -> A11.01 (head) -> 8/A12.01 (@ door) + 9/A12.01 (@ glass panel) -> 10/A12.01 (jamb) -> 5/A12.01 (G/G1) -> S5.20 7 HEADER SCHEDULE -> S2.20 B.O.D. | w2
BH-106 | 5/8" gypsum board type X (LF/SF) - 2 layers | SF | 110 | DERIVADO | 8/A12.01 '2 LAYERS 5/8" GYPSUM WALL BOARD TO EXTEND TO UNDERSIDE OF DECK' | office face: 2 layers x 7.50 ft x band (15.375 deck - 8.042 head = 7.333) ft | A02.01 office front ('7'-6" HOLD CLEAR FINISHED OPENING', note E ALLSTEEL OFFICE FRONT BY BANK VENDOR) -> A11.01 (head) -> 8/A12.01 (@ door) + 9/A12.01 (@ glass panel) -> 10/A12.01 (jamb) -> 5/A12.01 (G/G1) -> S5.20 7 HEADER SCHEDULE -> S2.20 B.O.D. | w2
BH-106 | 5/8" gypsum board type X (LF/SF) - 2 layers | SF | 110 | DERIVADO | same | central zone face: 2 layers x 7.50 x 7.333 | A02.01 office front ('7'-6" HOLD CLEAR FINISHED OPENING', note E ALLSTEEL OFFICE FRONT BY BANK VENDOR) -> A11.01 (head) -> 8/A12.01 (@ door) + 9/A12.01 (@ glass panel) -> 10/A12.01 (jamb) -> 5/A12.01 (G/G1) -> S5.20 7 HEADER SCHEDULE -> S2.20 B.O.D. | w2
BH-106 | 5/8" gypsum board type X (LF/SF) - soffit of bulkhead, 1 layer | SF | 3.85 | DERIVADO | 8/A12.01 gyp under FRT plywood blocking at bulkhead underside | 7.50 ft x wall thickness 0.513 ft | A02.01 office front ('7'-6" HOLD CLEAR FINISHED OPENING', note E ALLSTEEL OFFICE FRONT BY BANK VENDOR) -> A11.01 (head) -> 8/A12.01 (@ door) + 9/A12.01 (@ glass panel) -> 10/A12.01 (jamb) -> 5/A12.01 (G/G1) -> S5.20 7 HEADER SCHEDULE -> S2.20 B.O.D. | w2
BH-106 | FRT blocking 3/4" plywood (LF) | LF | 23.58 | DERIVADO | 8/A12.01 + 10/A12.01 '3/4" FRT PLYWOOD BLOCKING' | head 7.50 ft + 2 jambs x 8.042 ft | A02.01 office front ('7'-6" HOLD CLEAR FINISHED OPENING', note E ALLSTEEL OFFICE FRONT BY BANK VENDOR) -> A11.01 (head) -> 8/A12.01 (@ door) + 9/A12.01 (@ glass panel) -> 10/A12.01 (jamb) -> 5/A12.01 (G/G1) -> S5.20 7 HEADER SCHEDULE -> S2.20 B.O.D. | w2
BH-106 | corner bead (LF) | LF | 47.17 | DERIVADO | 8/A12.01 + 10/A12.01 'CORNER BEAD, TYPICAL' | 2 head edges x 7.50 + 2 jambs x 2 edges x 8.042 | A02.01 office front ('7'-6" HOLD CLEAR FINISHED OPENING', note E ALLSTEEL OFFICE FRONT BY BANK VENDOR) -> A11.01 (head) -> 8/A12.01 (@ door) + 9/A12.01 (@ glass panel) -> 10/A12.01 (jamb) -> 5/A12.01 (G/G1) -> S5.20 7 HEADER SCHEDULE -> S2.20 B.O.D. | w2
BH-106 | shadow molding (LF) | LF | 7.5 | DERIVADO | 8/A12.01 'SHADOW MOLDING - AS SPECIFIED' (ceiling-to-bulkhead) | 1 x 7.50 ft (office side; frontera w4 for remaining ceiling perimeter) | A02.01 office front ('7'-6" HOLD CLEAR FINISHED OPENING', note E ALLSTEEL OFFICE FRONT BY BANK VENDOR) -> A11.01 (head) -> 8/A12.01 (@ door) + 9/A12.01 (@ glass panel) -> 10/A12.01 (jamb) -> 5/A12.01 (G/G1) -> S5.20 7 HEADER SCHEDULE -> S2.20 B.O.D. | w2
BH-106 | acoustical sealant (LF) | LF | 62.17 | DERIVADO | 8/A12.01 'SEALANT' at underside of structure (2 faces) and at office-front head (2 faces) + 10/A12.01 'SEALANT' at jambs | top 2 x 7.50 + head 2 x 7.50 + jambs 4 x 8.042 | A02.01 office front ('7'-6" HOLD CLEAR FINISHED OPENING', note E ALLSTEEL OFFICE FRONT BY BANK VENDOR) -> A11.01 (head) -> 8/A12.01 (@ door) + 9/A12.01 (@ glass panel) -> 10/A12.01 (jamb) -> 5/A12.01 (G/G1) -> S5.20 7 HEADER SCHEDULE -> S2.20 B.O.D. | w2
BH-106 | batt insulation sound attenuation (SF) | SF | 55 | DERIVADO | 8/A12.01 batt drawn in bulkhead cavity | 7.50 x 7.333 | A02.01 office front ('7'-6" HOLD CLEAR FINISHED OPENING', note E ALLSTEEL OFFICE FRONT BY BANK VENDOR) -> A11.01 (head) -> 8/A12.01 (@ door) + 9/A12.01 (@ glass panel) -> 10/A12.01 (jamb) -> 5/A12.01 (G/G1) -> S5.20 7 HEADER SCHEDULE -> S2.20 B.O.D. | w2
BH-106 | SOUNDGUARD isolator by Marinoware (EA) | EA | PENDING | PENDIENTE | 8/A12.01 'SOUNDGUARD ISOLATOR BY MARINOWARE' | spacing not printed -> RFI-w2-02 | A02.01 office front ('7'-6" HOLD CLEAR FINISHED OPENING', note E ALLSTEEL OFFICE FRONT BY BANK VENDOR) -> A11.01 (head) -> 8/A12.01 (@ door) + 9/A12.01 (@ glass panel) -> 10/A12.01 (jamb) -> 5/A12.01 (G/G1) -> S5.20 7 HEADER SCHEDULE -> S2.20 B.O.D. | w2
BH-107 | header / box beam 2-362CSJ20 (cont. box beam) (LF) | LF | 7.5 | DERIVADO | 8/A12.01 + 9/A12.01 'CONT. BOX BEAM' (size not given) + S5.20 7 HEADER SCHEDULE - WALLS: NON LOAD BRG INTERIOR max span 3'-4" 'SINGLE TRACK 18 GAUGE'; 6'-0" 'DOUBLE TRACK 18 GAUGE'; 8'-0" '2-362CSJ20' (span 7'-6" <= 8'-0") | 1 x 7.50 ft opening width | A02.01 office front ('7'-6" HOLD CLEAR FINISHED OPENING', note E ALLSTEEL OFFICE FRONT BY BANK VENDOR) -> A11.01 (head) -> 8/A12.01 (@ door) + 9/A12.01 (@ glass panel) -> 10/A12.01 (jamb) -> 5/A12.01 (G/G1) -> S5.20 7 HEADER SCHEDULE -> S2.20 B.O.D. | w2
BH-107 | 1-5/8" metal stud 162S125-33 (20ga) (LF) | LF | 88 | DERIVADO | 8/A12.01 'METAL STUDS ATTACH TO STRUCTURE ABOVE' (G/G1 rows) | 2 rows x (floor(90 in/16)+1 = 6) cripples x band 7.333 ft | A02.01 office front ('7'-6" HOLD CLEAR FINISHED OPENING', note E ALLSTEEL OFFICE FRONT BY BANK VENDOR) -> A11.01 (head) -> 8/A12.01 (@ door) + 9/A12.01 (@ glass panel) -> 10/A12.01 (jamb) -> 5/A12.01 (G/G1) -> S5.20 7 HEADER SCHEDULE -> S2.20 B.O.D. | w2
BH-107 | 1-5/8" metal stud 162S125-33 (20ga) (LF) | LF | 123 | DERIVADO | 10/A12.01 OFFICE JAMB DETAIL + S5.20 9 'DBL JAMB STUD' | 2 jambs x 2 rows x 2 studs = 8 x 15.375 ft (floor to deck) | A02.01 office front ('7'-6" HOLD CLEAR FINISHED OPENING', note E ALLSTEEL OFFICE FRONT BY BANK VENDOR) -> A11.01 (head) -> 8/A12.01 (@ door) + 9/A12.01 (@ glass panel) -> 10/A12.01 (jamb) -> 5/A12.01 (G/G1) -> S5.20 7 HEADER SCHEDULE -> S2.20 B.O.D. | w2
BH-107 | top deflection slip track 1-5/8" x 2" leg (20ga) (LF) | LF | 15 | DERIVADO | 8/A12.01 'CONT. SLIP TRACK' | 2 rows x 7.50 ft | A02.01 office front ('7'-6" HOLD CLEAR FINISHED OPENING', note E ALLSTEEL OFFICE FRONT BY BANK VENDOR) -> A11.01 (head) -> 8/A12.01 (@ door) + 9/A12.01 (@ glass panel) -> 10/A12.01 (jamb) -> 5/A12.01 (G/G1) -> S5.20 7 HEADER SCHEDULE -> S2.20 B.O.D. | w2
BH-107 | 5/8" gypsum board type X (LF/SF) - 2 layers | SF | 110 | DERIVADO | 8/A12.01 '2 LAYERS 5/8" GYPSUM WALL BOARD TO EXTEND TO UNDERSIDE OF DECK' | office face: 2 layers x 7.50 ft x band (15.375 deck - 8.042 head = 7.333) ft | A02.01 office front ('7'-6" HOLD CLEAR FINISHED OPENING', note E ALLSTEEL OFFICE FRONT BY BANK VENDOR) -> A11.01 (head) -> 8/A12.01 (@ door) + 9/A12.01 (@ glass panel) -> 10/A12.01 (jamb) -> 5/A12.01 (G/G1) -> S5.20 7 HEADER SCHEDULE -> S2.20 B.O.D. | w2
BH-107 | 5/8" gypsum board type X (LF/SF) - 2 layers | SF | 110 | DERIVADO | same | central zone face: 2 layers x 7.50 x 7.333 | A02.01 office front ('7'-6" HOLD CLEAR FINISHED OPENING', note E ALLSTEEL OFFICE FRONT BY BANK VENDOR) -> A11.01 (head) -> 8/A12.01 (@ door) + 9/A12.01 (@ glass panel) -> 10/A12.01 (jamb) -> 5/A12.01 (G/G1) -> S5.20 7 HEADER SCHEDULE -> S2.20 B.O.D. | w2
BH-107 | 5/8" gypsum board type X (LF/SF) - soffit of bulkhead, 1 layer | SF | 3.85 | DERIVADO | 8/A12.01 gyp under FRT plywood blocking at bulkhead underside | 7.50 ft x wall thickness 0.513 ft | A02.01 office front ('7'-6" HOLD CLEAR FINISHED OPENING', note E ALLSTEEL OFFICE FRONT BY BANK VENDOR) -> A11.01 (head) -> 8/A12.01 (@ door) + 9/A12.01 (@ glass panel) -> 10/A12.01 (jamb) -> 5/A12.01 (G/G1) -> S5.20 7 HEADER SCHEDULE -> S2.20 B.O.D. | w2
BH-107 | FRT blocking 3/4" plywood (LF) | LF | 23.58 | DERIVADO | 8/A12.01 + 10/A12.01 '3/4" FRT PLYWOOD BLOCKING' | head 7.50 ft + 2 jambs x 8.042 ft | A02.01 office front ('7'-6" HOLD CLEAR FINISHED OPENING', note E ALLSTEEL OFFICE FRONT BY BANK VENDOR) -> A11.01 (head) -> 8/A12.01 (@ door) + 9/A12.01 (@ glass panel) -> 10/A12.01 (jamb) -> 5/A12.01 (G/G1) -> S5.20 7 HEADER SCHEDULE -> S2.20 B.O.D. | w2
BH-107 | corner bead (LF) | LF | 47.17 | DERIVADO | 8/A12.01 + 10/A12.01 'CORNER BEAD, TYPICAL' | 2 head edges x 7.50 + 2 jambs x 2 edges x 8.042 | A02.01 office front ('7'-6" HOLD CLEAR FINISHED OPENING', note E ALLSTEEL OFFICE FRONT BY BANK VENDOR) -> A11.01 (head) -> 8/A12.01 (@ door) + 9/A12.01 (@ glass panel) -> 10/A12.01 (jamb) -> 5/A12.01 (G/G1) -> S5.20 7 HEADER SCHEDULE -> S2.20 B.O.D. | w2
BH-107 | shadow molding (LF) | LF | 7.5 | DERIVADO | 8/A12.01 'SHADOW MOLDING - AS SPECIFIED' (ceiling-to-bulkhead) | 1 x 7.50 ft (office side; frontera w4 for remaining ceiling perimeter) | A02.01 office front ('7'-6" HOLD CLEAR FINISHED OPENING', note E ALLSTEEL OFFICE FRONT BY BANK VENDOR) -> A11.01 (head) -> 8/A12.01 (@ door) + 9/A12.01 (@ glass panel) -> 10/A12.01 (jamb) -> 5/A12.01 (G/G1) -> S5.20 7 HEADER SCHEDULE -> S2.20 B.O.D. | w2
BH-107 | acoustical sealant (LF) | LF | 62.17 | DERIVADO | 8/A12.01 'SEALANT' at underside of structure (2 faces) and at office-front head (2 faces) + 10/A12.01 'SEALANT' at jambs | top 2 x 7.50 + head 2 x 7.50 + jambs 4 x 8.042 | A02.01 office front ('7'-6" HOLD CLEAR FINISHED OPENING', note E ALLSTEEL OFFICE FRONT BY BANK VENDOR) -> A11.01 (head) -> 8/A12.01 (@ door) + 9/A12.01 (@ glass panel) -> 10/A12.01 (jamb) -> 5/A12.01 (G/G1) -> S5.20 7 HEADER SCHEDULE -> S2.20 B.O.D. | w2
BH-107 | batt insulation sound attenuation (SF) | SF | 55 | DERIVADO | 8/A12.01 batt drawn in bulkhead cavity | 7.50 x 7.333 | A02.01 office front ('7'-6" HOLD CLEAR FINISHED OPENING', note E ALLSTEEL OFFICE FRONT BY BANK VENDOR) -> A11.01 (head) -> 8/A12.01 (@ door) + 9/A12.01 (@ glass panel) -> 10/A12.01 (jamb) -> 5/A12.01 (G/G1) -> S5.20 7 HEADER SCHEDULE -> S2.20 B.O.D. | w2
BH-107 | SOUNDGUARD isolator by Marinoware (EA) | EA | PENDING | PENDIENTE | 8/A12.01 'SOUNDGUARD ISOLATOR BY MARINOWARE' | spacing not printed -> RFI-w2-02 | A02.01 office front ('7'-6" HOLD CLEAR FINISHED OPENING', note E ALLSTEEL OFFICE FRONT BY BANK VENDOR) -> A11.01 (head) -> 8/A12.01 (@ door) + 9/A12.01 (@ glass panel) -> 10/A12.01 (jamb) -> 5/A12.01 (G/G1) -> S5.20 7 HEADER SCHEDULE -> S2.20 B.O.D. | w2
BH-108 | header / box beam 2-362CSJ20 (cont. box beam) (LF) | LF | 7.5 | DERIVADO | 8/A12.01 + 9/A12.01 'CONT. BOX BEAM' (size not given) + S5.20 7 HEADER SCHEDULE - WALLS: NON LOAD BRG INTERIOR max span 3'-4" 'SINGLE TRACK 18 GAUGE'; 6'-0" 'DOUBLE TRACK 18 GAUGE'; 8'-0" '2-362CSJ20' (span 7'-6" <= 8'-0") | 1 x 7.50 ft opening width | A02.01 office front ('7'-6" HOLD CLEAR FINISHED OPENING', note E ALLSTEEL OFFICE FRONT BY BANK VENDOR) -> A11.01 (head) -> 8/A12.01 (@ door) + 9/A12.01 (@ glass panel) -> 10/A12.01 (jamb) -> 5/A12.01 (G/G1) -> S5.20 7 HEADER SCHEDULE -> S2.20 B.O.D. | w2
BH-108 | 1-5/8" metal stud 162S125-33 (20ga) (LF) | LF | 88 | DERIVADO | 8/A12.01 'METAL STUDS ATTACH TO STRUCTURE ABOVE' (G/G1 rows) | 2 rows x (floor(90 in/16)+1 = 6) cripples x band 7.333 ft | A02.01 office front ('7'-6" HOLD CLEAR FINISHED OPENING', note E ALLSTEEL OFFICE FRONT BY BANK VENDOR) -> A11.01 (head) -> 8/A12.01 (@ door) + 9/A12.01 (@ glass panel) -> 10/A12.01 (jamb) -> 5/A12.01 (G/G1) -> S5.20 7 HEADER SCHEDULE -> S2.20 B.O.D. | w2
BH-108 | 1-5/8" metal stud 162S125-33 (20ga) (LF) | LF | 123 | DERIVADO | 10/A12.01 OFFICE JAMB DETAIL + S5.20 9 'DBL JAMB STUD' | 2 jambs x 2 rows x 2 studs = 8 x 15.375 ft (floor to deck) | A02.01 office front ('7'-6" HOLD CLEAR FINISHED OPENING', note E ALLSTEEL OFFICE FRONT BY BANK VENDOR) -> A11.01 (head) -> 8/A12.01 (@ door) + 9/A12.01 (@ glass panel) -> 10/A12.01 (jamb) -> 5/A12.01 (G/G1) -> S5.20 7 HEADER SCHEDULE -> S2.20 B.O.D. | w2
BH-108 | top deflection slip track 1-5/8" x 2" leg (20ga) (LF) | LF | 15 | DERIVADO | 8/A12.01 'CONT. SLIP TRACK' | 2 rows x 7.50 ft | A02.01 office front ('7'-6" HOLD CLEAR FINISHED OPENING', note E ALLSTEEL OFFICE FRONT BY BANK VENDOR) -> A11.01 (head) -> 8/A12.01 (@ door) + 9/A12.01 (@ glass panel) -> 10/A12.01 (jamb) -> 5/A12.01 (G/G1) -> S5.20 7 HEADER SCHEDULE -> S2.20 B.O.D. | w2
BH-108 | 5/8" gypsum board type X (LF/SF) - 2 layers | SF | 110 | DERIVADO | 8/A12.01 '2 LAYERS 5/8" GYPSUM WALL BOARD TO EXTEND TO UNDERSIDE OF DECK' | office face: 2 layers x 7.50 ft x band (15.375 deck - 8.042 head = 7.333) ft | A02.01 office front ('7'-6" HOLD CLEAR FINISHED OPENING', note E ALLSTEEL OFFICE FRONT BY BANK VENDOR) -> A11.01 (head) -> 8/A12.01 (@ door) + 9/A12.01 (@ glass panel) -> 10/A12.01 (jamb) -> 5/A12.01 (G/G1) -> S5.20 7 HEADER SCHEDULE -> S2.20 B.O.D. | w2
BH-108 | 5/8" gypsum board type X (LF/SF) - 2 layers | SF | 110 | DERIVADO | same | central zone face: 2 layers x 7.50 x 7.333 | A02.01 office front ('7'-6" HOLD CLEAR FINISHED OPENING', note E ALLSTEEL OFFICE FRONT BY BANK VENDOR) -> A11.01 (head) -> 8/A12.01 (@ door) + 9/A12.01 (@ glass panel) -> 10/A12.01 (jamb) -> 5/A12.01 (G/G1) -> S5.20 7 HEADER SCHEDULE -> S2.20 B.O.D. | w2
BH-108 | 5/8" gypsum board type X (LF/SF) - soffit of bulkhead, 1 layer | SF | 3.85 | DERIVADO | 8/A12.01 gyp under FRT plywood blocking at bulkhead underside | 7.50 ft x wall thickness 0.513 ft | A02.01 office front ('7'-6" HOLD CLEAR FINISHED OPENING', note E ALLSTEEL OFFICE FRONT BY BANK VENDOR) -> A11.01 (head) -> 8/A12.01 (@ door) + 9/A12.01 (@ glass panel) -> 10/A12.01 (jamb) -> 5/A12.01 (G/G1) -> S5.20 7 HEADER SCHEDULE -> S2.20 B.O.D. | w2
BH-108 | FRT blocking 3/4" plywood (LF) | LF | 23.58 | DERIVADO | 8/A12.01 + 10/A12.01 '3/4" FRT PLYWOOD BLOCKING' | head 7.50 ft + 2 jambs x 8.042 ft | A02.01 office front ('7'-6" HOLD CLEAR FINISHED OPENING', note E ALLSTEEL OFFICE FRONT BY BANK VENDOR) -> A11.01 (head) -> 8/A12.01 (@ door) + 9/A12.01 (@ glass panel) -> 10/A12.01 (jamb) -> 5/A12.01 (G/G1) -> S5.20 7 HEADER SCHEDULE -> S2.20 B.O.D. | w2
BH-108 | corner bead (LF) | LF | 47.17 | DERIVADO | 8/A12.01 + 10/A12.01 'CORNER BEAD, TYPICAL' | 2 head edges x 7.50 + 2 jambs x 2 edges x 8.042 | A02.01 office front ('7'-6" HOLD CLEAR FINISHED OPENING', note E ALLSTEEL OFFICE FRONT BY BANK VENDOR) -> A11.01 (head) -> 8/A12.01 (@ door) + 9/A12.01 (@ glass panel) -> 10/A12.01 (jamb) -> 5/A12.01 (G/G1) -> S5.20 7 HEADER SCHEDULE -> S2.20 B.O.D. | w2
BH-108 | shadow molding (LF) | LF | 7.5 | DERIVADO | 8/A12.01 'SHADOW MOLDING - AS SPECIFIED' (ceiling-to-bulkhead) | 1 x 7.50 ft (office side; frontera w4 for remaining ceiling perimeter) | A02.01 office front ('7'-6" HOLD CLEAR FINISHED OPENING', note E ALLSTEEL OFFICE FRONT BY BANK VENDOR) -> A11.01 (head) -> 8/A12.01 (@ door) + 9/A12.01 (@ glass panel) -> 10/A12.01 (jamb) -> 5/A12.01 (G/G1) -> S5.20 7 HEADER SCHEDULE -> S2.20 B.O.D. | w2
BH-108 | acoustical sealant (LF) | LF | 62.17 | DERIVADO | 8/A12.01 'SEALANT' at underside of structure (2 faces) and at office-front head (2 faces) + 10/A12.01 'SEALANT' at jambs | top 2 x 7.50 + head 2 x 7.50 + jambs 4 x 8.042 | A02.01 office front ('7'-6" HOLD CLEAR FINISHED OPENING', note E ALLSTEEL OFFICE FRONT BY BANK VENDOR) -> A11.01 (head) -> 8/A12.01 (@ door) + 9/A12.01 (@ glass panel) -> 10/A12.01 (jamb) -> 5/A12.01 (G/G1) -> S5.20 7 HEADER SCHEDULE -> S2.20 B.O.D. | w2
BH-108 | batt insulation sound attenuation (SF) | SF | 55 | DERIVADO | 8/A12.01 batt drawn in bulkhead cavity | 7.50 x 7.333 | A02.01 office front ('7'-6" HOLD CLEAR FINISHED OPENING', note E ALLSTEEL OFFICE FRONT BY BANK VENDOR) -> A11.01 (head) -> 8/A12.01 (@ door) + 9/A12.01 (@ glass panel) -> 10/A12.01 (jamb) -> 5/A12.01 (G/G1) -> S5.20 7 HEADER SCHEDULE -> S2.20 B.O.D. | w2
BH-108 | SOUNDGUARD isolator by Marinoware (EA) | EA | PENDING | PENDIENTE | 8/A12.01 'SOUNDGUARD ISOLATOR BY MARINOWARE' | spacing not printed -> RFI-w2-02 | A02.01 office front ('7'-6" HOLD CLEAR FINISHED OPENING', note E ALLSTEEL OFFICE FRONT BY BANK VENDOR) -> A11.01 (head) -> 8/A12.01 (@ door) + 9/A12.01 (@ glass panel) -> 10/A12.01 (jamb) -> 5/A12.01 (G/G1) -> S5.20 7 HEADER SCHEDULE -> S2.20 B.O.D. | w2
BH-109 | header / box beam 2-362CSJ20 (cont. box beam) (LF) | LF | 7.5 | DERIVADO | 8/A12.01 + 9/A12.01 'CONT. BOX BEAM' (size not given) + S5.20 7 HEADER SCHEDULE - WALLS: NON LOAD BRG INTERIOR max span 3'-4" 'SINGLE TRACK 18 GAUGE'; 6'-0" 'DOUBLE TRACK 18 GAUGE'; 8'-0" '2-362CSJ20' (span 7'-6" <= 8'-0") | 1 x 7.50 ft opening width | A02.01 office front ('7'-6" HOLD CLEAR FINISHED OPENING', note E ALLSTEEL OFFICE FRONT BY BANK VENDOR) -> A11.01 (head) -> 8/A12.01 (@ door) + 9/A12.01 (@ glass panel) -> 10/A12.01 (jamb) -> 5/A12.01 (G/G1) -> S5.20 7 HEADER SCHEDULE -> S2.20 B.O.D. | w2
BH-109 | 1-5/8" metal stud 162S125-33 (20ga) (LF) | LF | 88.5 | DERIVADO | 8/A12.01 'METAL STUDS ATTACH TO STRUCTURE ABOVE' (G/G1 rows) | 2 rows x (floor(90 in/16)+1 = 6) cripples x band 7.375 ft | A02.01 office front ('7'-6" HOLD CLEAR FINISHED OPENING', note E ALLSTEEL OFFICE FRONT BY BANK VENDOR) -> A11.01 (head) -> 8/A12.01 (@ door) + 9/A12.01 (@ glass panel) -> 10/A12.01 (jamb) -> 5/A12.01 (G/G1) -> S5.20 7 HEADER SCHEDULE -> S2.20 B.O.D. | w2
BH-109 | 1-5/8" metal stud 162S125-33 (20ga) (LF) | LF | 123 | DERIVADO | 10/A12.01 OFFICE JAMB DETAIL + S5.20 9 'DBL JAMB STUD' | 2 jambs x 2 rows x 2 studs = 8 x 15.375 ft (floor to deck) | A02.01 office front ('7'-6" HOLD CLEAR FINISHED OPENING', note E ALLSTEEL OFFICE FRONT BY BANK VENDOR) -> A11.01 (head) -> 8/A12.01 (@ door) + 9/A12.01 (@ glass panel) -> 10/A12.01 (jamb) -> 5/A12.01 (G/G1) -> S5.20 7 HEADER SCHEDULE -> S2.20 B.O.D. | w2
BH-109 | top deflection slip track 1-5/8" x 2" leg (20ga) (LF) | LF | 15 | DERIVADO | 8/A12.01 'CONT. SLIP TRACK' | 2 rows x 7.50 ft | A02.01 office front ('7'-6" HOLD CLEAR FINISHED OPENING', note E ALLSTEEL OFFICE FRONT BY BANK VENDOR) -> A11.01 (head) -> 8/A12.01 (@ door) + 9/A12.01 (@ glass panel) -> 10/A12.01 (jamb) -> 5/A12.01 (G/G1) -> S5.20 7 HEADER SCHEDULE -> S2.20 B.O.D. | w2
BH-109 | 5/8" gypsum board type X (LF/SF) - 2 layers | SF | 110.63 | DERIVADO | 8/A12.01 '2 LAYERS 5/8" GYPSUM WALL BOARD TO EXTEND TO UNDERSIDE OF DECK' | office face: 2 layers x 7.50 ft x band (15.375 deck - 8.000 head = 7.375) ft | A02.01 office front ('7'-6" HOLD CLEAR FINISHED OPENING', note E ALLSTEEL OFFICE FRONT BY BANK VENDOR) -> A11.01 (head) -> 8/A12.01 (@ door) + 9/A12.01 (@ glass panel) -> 10/A12.01 (jamb) -> 5/A12.01 (G/G1) -> S5.20 7 HEADER SCHEDULE -> S2.20 B.O.D. | w2
BH-109 | 5/8" gypsum board type X (LF/SF) - 2 layers | SF | 110.63 | DERIVADO | same | central zone face: 2 layers x 7.50 x 7.375 | A02.01 office front ('7'-6" HOLD CLEAR FINISHED OPENING', note E ALLSTEEL OFFICE FRONT BY BANK VENDOR) -> A11.01 (head) -> 8/A12.01 (@ door) + 9/A12.01 (@ glass panel) -> 10/A12.01 (jamb) -> 5/A12.01 (G/G1) -> S5.20 7 HEADER SCHEDULE -> S2.20 B.O.D. | w2
BH-109 | 5/8" gypsum board type X (LF/SF) - soffit of bulkhead, 1 layer | SF | 5.3 | DERIVADO | 8/A12.01 gyp under FRT plywood blocking at bulkhead underside | 7.50 ft x wall thickness 0.707 ft | A02.01 office front ('7'-6" HOLD CLEAR FINISHED OPENING', note E ALLSTEEL OFFICE FRONT BY BANK VENDOR) -> A11.01 (head) -> 8/A12.01 (@ door) + 9/A12.01 (@ glass panel) -> 10/A12.01 (jamb) -> 5/A12.01 (G/G1) -> S5.20 7 HEADER SCHEDULE -> S2.20 B.O.D. | w2
BH-109 | FRT blocking 3/4" plywood (LF) | LF | 23.5 | DERIVADO | 8/A12.01 + 10/A12.01 '3/4" FRT PLYWOOD BLOCKING' | head 7.50 ft + 2 jambs x 8.000 ft | A02.01 office front ('7'-6" HOLD CLEAR FINISHED OPENING', note E ALLSTEEL OFFICE FRONT BY BANK VENDOR) -> A11.01 (head) -> 8/A12.01 (@ door) + 9/A12.01 (@ glass panel) -> 10/A12.01 (jamb) -> 5/A12.01 (G/G1) -> S5.20 7 HEADER SCHEDULE -> S2.20 B.O.D. | w2
BH-109 | corner bead (LF) | LF | 47 | DERIVADO | 8/A12.01 + 10/A12.01 'CORNER BEAD, TYPICAL' | 2 head edges x 7.50 + 2 jambs x 2 edges x 8.000 | A02.01 office front ('7'-6" HOLD CLEAR FINISHED OPENING', note E ALLSTEEL OFFICE FRONT BY BANK VENDOR) -> A11.01 (head) -> 8/A12.01 (@ door) + 9/A12.01 (@ glass panel) -> 10/A12.01 (jamb) -> 5/A12.01 (G/G1) -> S5.20 7 HEADER SCHEDULE -> S2.20 B.O.D. | w2
BH-109 | shadow molding (LF) | LF | 7.5 | DERIVADO | 8/A12.01 'SHADOW MOLDING - AS SPECIFIED' (ceiling-to-bulkhead) | 1 x 7.50 ft (office side; frontera w4 for remaining ceiling perimeter) | A02.01 office front ('7'-6" HOLD CLEAR FINISHED OPENING', note E ALLSTEEL OFFICE FRONT BY BANK VENDOR) -> A11.01 (head) -> 8/A12.01 (@ door) + 9/A12.01 (@ glass panel) -> 10/A12.01 (jamb) -> 5/A12.01 (G/G1) -> S5.20 7 HEADER SCHEDULE -> S2.20 B.O.D. | w2
BH-109 | acoustical sealant (LF) | LF | 62 | DERIVADO | 8/A12.01 'SEALANT' at underside of structure (2 faces) and at office-front head (2 faces) + 10/A12.01 'SEALANT' at jambs | top 2 x 7.50 + head 2 x 7.50 + jambs 4 x 8.000 | A02.01 office front ('7'-6" HOLD CLEAR FINISHED OPENING', note E ALLSTEEL OFFICE FRONT BY BANK VENDOR) -> A11.01 (head) -> 8/A12.01 (@ door) + 9/A12.01 (@ glass panel) -> 10/A12.01 (jamb) -> 5/A12.01 (G/G1) -> S5.20 7 HEADER SCHEDULE -> S2.20 B.O.D. | w2
BH-109 | batt insulation sound attenuation (SF) | SF | 55.31 | DERIVADO | 8/A12.01 batt drawn in bulkhead cavity | 7.50 x 7.375 | A02.01 office front ('7'-6" HOLD CLEAR FINISHED OPENING', note E ALLSTEEL OFFICE FRONT BY BANK VENDOR) -> A11.01 (head) -> 8/A12.01 (@ door) + 9/A12.01 (@ glass panel) -> 10/A12.01 (jamb) -> 5/A12.01 (G/G1) -> S5.20 7 HEADER SCHEDULE -> S2.20 B.O.D. | w2
BH-109 | SOUNDGUARD isolator by Marinoware (EA) | EA | PENDING | PENDIENTE | 8/A12.01 'SOUNDGUARD ISOLATOR BY MARINOWARE' | spacing not printed -> RFI-w2-02 | A02.01 office front ('7'-6" HOLD CLEAR FINISHED OPENING', note E ALLSTEEL OFFICE FRONT BY BANK VENDOR) -> A11.01 (head) -> 8/A12.01 (@ door) + 9/A12.01 (@ glass panel) -> 10/A12.01 (jamb) -> 5/A12.01 (G/G1) -> S5.20 7 HEADER SCHEDULE -> S2.20 B.O.D. | w2
BH-110 | header / box beam 2-362CSJ20 (cont. box beam) (LF) | LF | 7.5 | DERIVADO | 8/A12.01 + 9/A12.01 'CONT. BOX BEAM' (size not given) + S5.20 7 HEADER SCHEDULE - WALLS: NON LOAD BRG INTERIOR max span 3'-4" 'SINGLE TRACK 18 GAUGE'; 6'-0" 'DOUBLE TRACK 18 GAUGE'; 8'-0" '2-362CSJ20' (span 7'-6" <= 8'-0") | 1 x 7.50 ft opening width | A02.01 office front ('7'-6" HOLD CLEAR FINISHED OPENING', note E ALLSTEEL OFFICE FRONT BY BANK VENDOR) -> A11.01 (head) -> 8/A12.01 (@ door) + 9/A12.01 (@ glass panel) -> 10/A12.01 (jamb) -> 5/A12.01 (G/G1) -> S5.20 7 HEADER SCHEDULE -> S2.20 B.O.D. | w2
BH-110 | 1-5/8" metal stud 162S125-33 (20ga) (LF) | LF | 88.5 | DERIVADO | 8/A12.01 'METAL STUDS ATTACH TO STRUCTURE ABOVE' (G/G1 rows) | 2 rows x (floor(90 in/16)+1 = 6) cripples x band 7.375 ft | A02.01 office front ('7'-6" HOLD CLEAR FINISHED OPENING', note E ALLSTEEL OFFICE FRONT BY BANK VENDOR) -> A11.01 (head) -> 8/A12.01 (@ door) + 9/A12.01 (@ glass panel) -> 10/A12.01 (jamb) -> 5/A12.01 (G/G1) -> S5.20 7 HEADER SCHEDULE -> S2.20 B.O.D. | w2
BH-110 | 1-5/8" metal stud 162S125-33 (20ga) (LF) | LF | 123 | DERIVADO | 10/A12.01 OFFICE JAMB DETAIL + S5.20 9 'DBL JAMB STUD' | 2 jambs x 2 rows x 2 studs = 8 x 15.375 ft (floor to deck) | A02.01 office front ('7'-6" HOLD CLEAR FINISHED OPENING', note E ALLSTEEL OFFICE FRONT BY BANK VENDOR) -> A11.01 (head) -> 8/A12.01 (@ door) + 9/A12.01 (@ glass panel) -> 10/A12.01 (jamb) -> 5/A12.01 (G/G1) -> S5.20 7 HEADER SCHEDULE -> S2.20 B.O.D. | w2
BH-110 | top deflection slip track 1-5/8" x 2" leg (20ga) (LF) | LF | 15 | DERIVADO | 8/A12.01 'CONT. SLIP TRACK' | 2 rows x 7.50 ft | A02.01 office front ('7'-6" HOLD CLEAR FINISHED OPENING', note E ALLSTEEL OFFICE FRONT BY BANK VENDOR) -> A11.01 (head) -> 8/A12.01 (@ door) + 9/A12.01 (@ glass panel) -> 10/A12.01 (jamb) -> 5/A12.01 (G/G1) -> S5.20 7 HEADER SCHEDULE -> S2.20 B.O.D. | w2
BH-110 | 5/8" gypsum board type X (LF/SF) - 2 layers | SF | 110.63 | DERIVADO | 8/A12.01 '2 LAYERS 5/8" GYPSUM WALL BOARD TO EXTEND TO UNDERSIDE OF DECK' | office face: 2 layers x 7.50 ft x band (15.375 deck - 8.000 head = 7.375) ft | A02.01 office front ('7'-6" HOLD CLEAR FINISHED OPENING', note E ALLSTEEL OFFICE FRONT BY BANK VENDOR) -> A11.01 (head) -> 8/A12.01 (@ door) + 9/A12.01 (@ glass panel) -> 10/A12.01 (jamb) -> 5/A12.01 (G/G1) -> S5.20 7 HEADER SCHEDULE -> S2.20 B.O.D. | w2
BH-110 | 5/8" gypsum board type X (LF/SF) - 2 layers | SF | 110.63 | DERIVADO | same | central zone face: 2 layers x 7.50 x 7.375 | A02.01 office front ('7'-6" HOLD CLEAR FINISHED OPENING', note E ALLSTEEL OFFICE FRONT BY BANK VENDOR) -> A11.01 (head) -> 8/A12.01 (@ door) + 9/A12.01 (@ glass panel) -> 10/A12.01 (jamb) -> 5/A12.01 (G/G1) -> S5.20 7 HEADER SCHEDULE -> S2.20 B.O.D. | w2
BH-110 | 5/8" gypsum board type X (LF/SF) - soffit of bulkhead, 1 layer | SF | 5.3 | DERIVADO | 8/A12.01 gyp under FRT plywood blocking at bulkhead underside | 7.50 ft x wall thickness 0.707 ft | A02.01 office front ('7'-6" HOLD CLEAR FINISHED OPENING', note E ALLSTEEL OFFICE FRONT BY BANK VENDOR) -> A11.01 (head) -> 8/A12.01 (@ door) + 9/A12.01 (@ glass panel) -> 10/A12.01 (jamb) -> 5/A12.01 (G/G1) -> S5.20 7 HEADER SCHEDULE -> S2.20 B.O.D. | w2
BH-110 | FRT blocking 3/4" plywood (LF) | LF | 23.5 | DERIVADO | 8/A12.01 + 10/A12.01 '3/4" FRT PLYWOOD BLOCKING' | head 7.50 ft + 2 jambs x 8.000 ft | A02.01 office front ('7'-6" HOLD CLEAR FINISHED OPENING', note E ALLSTEEL OFFICE FRONT BY BANK VENDOR) -> A11.01 (head) -> 8/A12.01 (@ door) + 9/A12.01 (@ glass panel) -> 10/A12.01 (jamb) -> 5/A12.01 (G/G1) -> S5.20 7 HEADER SCHEDULE -> S2.20 B.O.D. | w2
BH-110 | corner bead (LF) | LF | 47 | DERIVADO | 8/A12.01 + 10/A12.01 'CORNER BEAD, TYPICAL' | 2 head edges x 7.50 + 2 jambs x 2 edges x 8.000 | A02.01 office front ('7'-6" HOLD CLEAR FINISHED OPENING', note E ALLSTEEL OFFICE FRONT BY BANK VENDOR) -> A11.01 (head) -> 8/A12.01 (@ door) + 9/A12.01 (@ glass panel) -> 10/A12.01 (jamb) -> 5/A12.01 (G/G1) -> S5.20 7 HEADER SCHEDULE -> S2.20 B.O.D. | w2
BH-110 | shadow molding (LF) | LF | 7.5 | DERIVADO | 8/A12.01 'SHADOW MOLDING - AS SPECIFIED' (ceiling-to-bulkhead) | 1 x 7.50 ft (office side; frontera w4 for remaining ceiling perimeter) | A02.01 office front ('7'-6" HOLD CLEAR FINISHED OPENING', note E ALLSTEEL OFFICE FRONT BY BANK VENDOR) -> A11.01 (head) -> 8/A12.01 (@ door) + 9/A12.01 (@ glass panel) -> 10/A12.01 (jamb) -> 5/A12.01 (G/G1) -> S5.20 7 HEADER SCHEDULE -> S2.20 B.O.D. | w2
BH-110 | acoustical sealant (LF) | LF | 62 | DERIVADO | 8/A12.01 'SEALANT' at underside of structure (2 faces) and at office-front head (2 faces) + 10/A12.01 'SEALANT' at jambs | top 2 x 7.50 + head 2 x 7.50 + jambs 4 x 8.000 | A02.01 office front ('7'-6" HOLD CLEAR FINISHED OPENING', note E ALLSTEEL OFFICE FRONT BY BANK VENDOR) -> A11.01 (head) -> 8/A12.01 (@ door) + 9/A12.01 (@ glass panel) -> 10/A12.01 (jamb) -> 5/A12.01 (G/G1) -> S5.20 7 HEADER SCHEDULE -> S2.20 B.O.D. | w2
BH-110 | batt insulation sound attenuation (SF) | SF | 55.31 | DERIVADO | 8/A12.01 batt drawn in bulkhead cavity | 7.50 x 7.375 | A02.01 office front ('7'-6" HOLD CLEAR FINISHED OPENING', note E ALLSTEEL OFFICE FRONT BY BANK VENDOR) -> A11.01 (head) -> 8/A12.01 (@ door) + 9/A12.01 (@ glass panel) -> 10/A12.01 (jamb) -> 5/A12.01 (G/G1) -> S5.20 7 HEADER SCHEDULE -> S2.20 B.O.D. | w2
BH-110 | SOUNDGUARD isolator by Marinoware (EA) | EA | PENDING | PENDIENTE | 8/A12.01 'SOUNDGUARD ISOLATOR BY MARINOWARE' | spacing not printed -> RFI-w2-02 | A02.01 office front ('7'-6" HOLD CLEAR FINISHED OPENING', note E ALLSTEEL OFFICE FRONT BY BANK VENDOR) -> A11.01 (head) -> 8/A12.01 (@ door) + 9/A12.01 (@ glass panel) -> 10/A12.01 (jamb) -> 5/A12.01 (G/G1) -> S5.20 7 HEADER SCHEDULE -> S2.20 B.O.D. | w2
OPN-102 | header / box beam 6" track 18ga (43 mil) double (LF) | LF | 7.67 | DERIVADO | S5.20 7 HEADER SCHEDULE - WALLS: NON LOAD BRG INTERIOR max span 3'-4" 'SINGLE TRACK 18 GAUGE'; 6'-0" 'DOUBLE TRACK 18 GAUGE'; 8'-0" '2-362CSJ20' | span 46.0 in <= 6'-0" -> DOUBLE TRACK 18 GAUGE: 2 x 3.83 | A02.01 door 102 -> A00.30 DOOR SCHEDULE (3'-6" x 8'-0", type A HM frame) -> 10/A12.02 head, 11/A12.02 jamb -> 1/A12.01 -> S5.20 7 HEADER SCHEDULE -> S5.20 2/9 | w2
OPN-102 | 6" metal stud 600S137-33 (20ga) (LF) | LF | 52.38 | DERIVADO | S5.20 9 OPNG IN NON-LOAD-BRG WALLS (DBL JAMB STUD, cripples) | cripples 3 x 7.208 + 2 added jamb studs (2nd stud of each DBL JAMB) x 15.375 | A02.01 door 102 -> A00.30 DOOR SCHEDULE (3'-6" x 8'-0", type A HM frame) -> 10/A12.02 head, 11/A12.02 jamb -> 1/A12.01 -> S5.20 7 HEADER SCHEDULE -> S5.20 2/9 | w2
OPN-102 | top deflection slip track 600T200-97 6" x 2" leg (12ga) (LF) | LF | 3.83 | DERIVADO | 1/A12.01 CONTINUOUS SLIP TRACK over opening | 1 x 3.83 | A02.01 door 102 -> A00.30 DOOR SCHEDULE (3'-6" x 8'-0", type A HM frame) -> 10/A12.02 head, 11/A12.02 jamb -> 1/A12.01 -> S5.20 7 HEADER SCHEDULE -> S5.20 2/9 | w2
OPN-102 | 5/8" gypsum board type X (LF/SF) - 1 layer | SF | 55.26 | DERIVADO | 1/A12.01 board to underside of structure | 2 faces x 3.83 ft x 7.208 ft | A02.01 door 102 -> A00.30 DOOR SCHEDULE (3'-6" x 8'-0", type A HM frame) -> 10/A12.02 head, 11/A12.02 jamb -> 1/A12.01 -> S5.20 7 HEADER SCHEDULE -> S5.20 2/9 | w2
OPN-102 | acoustical sealant (LF) | LF | 7.67 | DERIVADO | 1/A12.01 CONT ACOUS SEALANT at top, both faces | 2 x 3.83 | A02.01 door 102 -> A00.30 DOOR SCHEDULE (3'-6" x 8'-0", type A HM frame) -> 10/A12.02 head, 11/A12.02 jamb -> 1/A12.01 -> S5.20 7 HEADER SCHEDULE -> S5.20 2/9 | w2
OPN-114 | header / box beam 6" track 18ga (43 mil) single (LF) | LF | 3.33 | DERIVADO | S5.20 7 HEADER SCHEDULE - WALLS: NON LOAD BRG INTERIOR max span 3'-4" 'SINGLE TRACK 18 GAUGE'; 6'-0" 'DOUBLE TRACK 18 GAUGE'; 8'-0" '2-362CSJ20' | span 40.0 in <= 3'-4" -> SINGLE TRACK 18 GAUGE | A02.01 door 114 -> A00.30 DOOR SCHEDULE (3'-0" x 7'-0", type A HM frame) -> 10/A12.02 head, 11/A12.02 jamb -> 1/A12.01 -> S5.20 7 HEADER SCHEDULE -> S5.20 2/9 | w2
OPN-114 | 6" metal stud 600S137-33 (20ga) (LF) | LF | 43.61 | DERIVADO | S5.20 9 OPNG IN NON-LOAD-BRG WALLS (DBL JAMB STUD, cripples) | cripples 3 x 5.854 + 2 added jamb studs (2nd stud of each DBL JAMB) x 13.021 | A02.01 door 114 -> A00.30 DOOR SCHEDULE (3'-0" x 7'-0", type A HM frame) -> 10/A12.02 head, 11/A12.02 jamb -> 1/A12.01 -> S5.20 7 HEADER SCHEDULE -> S5.20 2/9 | w2
OPN-114 | top deflection slip track 600T200-97 6" x 2" leg (12ga) (LF) | LF | 3.33 | DERIVADO | 1/A12.01 CONTINUOUS SLIP TRACK over opening | 1 x 3.33 | A02.01 door 114 -> A00.30 DOOR SCHEDULE (3'-0" x 7'-0", type A HM frame) -> 10/A12.02 head, 11/A12.02 jamb -> 1/A12.01 -> S5.20 7 HEADER SCHEDULE -> S5.20 2/9 | w2
OPN-114 | 5/8" gypsum board type X (LF/SF) - 1 layer | SF | 39.03 | DERIVADO | 1/A12.01 board to underside of structure | 2 faces x 3.33 ft x 5.854 ft | A02.01 door 114 -> A00.30 DOOR SCHEDULE (3'-0" x 7'-0", type A HM frame) -> 10/A12.02 head, 11/A12.02 jamb -> 1/A12.01 -> S5.20 7 HEADER SCHEDULE -> S5.20 2/9 | w2
OPN-114 | acoustical sealant (LF) | LF | 6.67 | DERIVADO | 1/A12.01 CONT ACOUS SEALANT at top, both faces | 2 x 3.33 | A02.01 door 114 -> A00.30 DOOR SCHEDULE (3'-0" x 7'-0", type A HM frame) -> 10/A12.02 head, 11/A12.02 jamb -> 1/A12.01 -> S5.20 7 HEADER SCHEDULE -> S5.20 2/9 | w2
OPN-113 | header / box beam 6" track 18ga (43 mil) single (LF) | LF | 3.33 | DERIVADO | S5.20 7 HEADER SCHEDULE - WALLS: NON LOAD BRG INTERIOR max span 3'-4" 'SINGLE TRACK 18 GAUGE'; 6'-0" 'DOUBLE TRACK 18 GAUGE'; 8'-0" '2-362CSJ20' | span 40.0 in <= 3'-4" -> SINGLE TRACK 18 GAUGE | A02.01 door 113 -> A00.30 DOOR SCHEDULE (3'-0" x 7'-0", type A HM frame) -> 10/A12.02 head, 11/A12.02 jamb -> 1/A12.01 -> S5.20 7 HEADER SCHEDULE -> S5.20 2/9 | w2
OPN-113 | 6" metal stud 600S137-33 (20ga) (LF) | LF | 42.47 | DERIVADO | S5.20 9 OPNG IN NON-LOAD-BRG WALLS (DBL JAMB STUD, cripples) | cripples 3 x 5.627 + 2 added jamb studs (2nd stud of each DBL JAMB) x 12.794 | A02.01 door 113 -> A00.30 DOOR SCHEDULE (3'-0" x 7'-0", type A HM frame) -> 10/A12.02 head, 11/A12.02 jamb -> 1/A12.01 -> S5.20 7 HEADER SCHEDULE -> S5.20 2/9 | w2
OPN-113 | top deflection slip track 600T200-97 6" x 2" leg (12ga) (LF) | LF | 3.33 | DERIVADO | 1/A12.01 CONTINUOUS SLIP TRACK over opening | 1 x 3.33 | A02.01 door 113 -> A00.30 DOOR SCHEDULE (3'-0" x 7'-0", type A HM frame) -> 10/A12.02 head, 11/A12.02 jamb -> 1/A12.01 -> S5.20 7 HEADER SCHEDULE -> S5.20 2/9 | w2
OPN-113 | 5/8" gypsum board type X (LF/SF) - 1 layer | SF | 37.51 | DERIVADO | 1/A12.01 board to underside of structure | 2 faces x 3.33 ft x 5.627 ft | A02.01 door 113 -> A00.30 DOOR SCHEDULE (3'-0" x 7'-0", type A HM frame) -> 10/A12.02 head, 11/A12.02 jamb -> 1/A12.01 -> S5.20 7 HEADER SCHEDULE -> S5.20 2/9 | w2
OPN-113 | acoustical sealant (LF) | LF | 6.67 | DERIVADO | 1/A12.01 CONT ACOUS SEALANT at top, both faces | 2 x 3.33 | A02.01 door 113 -> A00.30 DOOR SCHEDULE (3'-0" x 7'-0", type A HM frame) -> 10/A12.02 head, 11/A12.02 jamb -> 1/A12.01 -> S5.20 7 HEADER SCHEDULE -> S5.20 2/9 | w2
OPN-117 | header / box beam 6" track 18ga (43 mil) single (LF) | LF | 3.33 | DERIVADO | S5.20 7 HEADER SCHEDULE - WALLS: NON LOAD BRG INTERIOR max span 3'-4" 'SINGLE TRACK 18 GAUGE'; 6'-0" 'DOUBLE TRACK 18 GAUGE'; 8'-0" '2-362CSJ20' | span 40.0 in <= 3'-4" -> SINGLE TRACK 18 GAUGE | A02.01 door 117 -> A00.30 DOOR SCHEDULE (3'-0" x 7'-0", type A HM frame) -> 10/A12.02 head, 11/A12.02 jamb -> 1/A12.01 -> S5.20 7 HEADER SCHEDULE -> S5.20 2/9 | w2
OPN-117 | 6" metal stud 600S137-33 (20ga) (LF) | LF | 42.03 | DERIVADO | S5.20 9 OPNG IN NON-LOAD-BRG WALLS (DBL JAMB STUD, cripples) | cripples 3 x 5.540 + 2 added jamb studs (2nd stud of each DBL JAMB) x 12.707 | A02.01 door 117 -> A00.30 DOOR SCHEDULE (3'-0" x 7'-0", type A HM frame) -> 10/A12.02 head, 11/A12.02 jamb -> 1/A12.01 -> S5.20 7 HEADER SCHEDULE -> S5.20 2/9 | w2
OPN-117 | top deflection slip track 600T200-97 6" x 2" leg (12ga) (LF) | LF | 3.33 | DERIVADO | 1/A12.01 CONTINUOUS SLIP TRACK over opening | 1 x 3.33 | A02.01 door 117 -> A00.30 DOOR SCHEDULE (3'-0" x 7'-0", type A HM frame) -> 10/A12.02 head, 11/A12.02 jamb -> 1/A12.01 -> S5.20 7 HEADER SCHEDULE -> S5.20 2/9 | w2
OPN-117 | 5/8" gypsum board type X (LF/SF) - 1 layer | SF | 36.93 | DERIVADO | 1/A12.01 board to underside of structure | 2 faces x 3.33 ft x 5.540 ft | A02.01 door 117 -> A00.30 DOOR SCHEDULE (3'-0" x 7'-0", type A HM frame) -> 10/A12.02 head, 11/A12.02 jamb -> 1/A12.01 -> S5.20 7 HEADER SCHEDULE -> S5.20 2/9 | w2
OPN-117 | acoustical sealant (LF) | LF | 6.67 | DERIVADO | 1/A12.01 CONT ACOUS SEALANT at top, both faces | 2 x 3.33 | A02.01 door 117 -> A00.30 DOOR SCHEDULE (3'-0" x 7'-0", type A HM frame) -> 10/A12.02 head, 11/A12.02 jamb -> 1/A12.01 -> S5.20 7 HEADER SCHEDULE -> S5.20 2/9 | w2
OPN-115 | header / box beam 6" track 18ga (43 mil) single (LF) | LF | 3.33 | DERIVADO | S5.20 7 HEADER SCHEDULE - WALLS: NON LOAD BRG INTERIOR max span 3'-4" 'SINGLE TRACK 18 GAUGE'; 6'-0" 'DOUBLE TRACK 18 GAUGE'; 8'-0" '2-362CSJ20' | span 40.0 in <= 3'-4" -> SINGLE TRACK 18 GAUGE | A02.01 door 115 -> A00.30 DOOR SCHEDULE (3'-0" x 7'-0", type A HM frame) -> 10/A12.02 head, 11/A12.02 jamb -> 1/A12.01 -> S5.20 7 HEADER SCHEDULE -> S5.20 2/9 | w2
OPN-115 | 6" metal stud 600S137-33 (20ga) (LF) | LF | 41.41 | DERIVADO | S5.20 9 OPNG IN NON-LOAD-BRG WALLS (DBL JAMB STUD, cripples) | cripples 3 x 5.416 + 2 added jamb studs (2nd stud of each DBL JAMB) x 12.582 | A02.01 door 115 -> A00.30 DOOR SCHEDULE (3'-0" x 7'-0", type A HM frame) -> 10/A12.02 head, 11/A12.02 jamb -> 1/A12.01 -> S5.20 7 HEADER SCHEDULE -> S5.20 2/9 | w2
OPN-115 | top deflection slip track 600T200-97 6" x 2" leg (12ga) (LF) | LF | 3.33 | DERIVADO | 1/A12.01 CONTINUOUS SLIP TRACK over opening | 1 x 3.33 | A02.01 door 115 -> A00.30 DOOR SCHEDULE (3'-0" x 7'-0", type A HM frame) -> 10/A12.02 head, 11/A12.02 jamb -> 1/A12.01 -> S5.20 7 HEADER SCHEDULE -> S5.20 2/9 | w2
OPN-115 | 5/8" gypsum board type X (LF/SF) - 1 layer | SF | 36.1 | DERIVADO | 1/A12.01 board to underside of structure | 2 faces x 3.33 ft x 5.416 ft | A02.01 door 115 -> A00.30 DOOR SCHEDULE (3'-0" x 7'-0", type A HM frame) -> 10/A12.02 head, 11/A12.02 jamb -> 1/A12.01 -> S5.20 7 HEADER SCHEDULE -> S5.20 2/9 | w2
OPN-115 | acoustical sealant (LF) | LF | 6.67 | DERIVADO | 1/A12.01 CONT ACOUS SEALANT at top, both faces | 2 x 3.33 | A02.01 door 115 -> A00.30 DOOR SCHEDULE (3'-0" x 7'-0", type A HM frame) -> 10/A12.02 head, 11/A12.02 jamb -> 1/A12.01 -> S5.20 7 HEADER SCHEDULE -> S5.20 2/9 | w2
EXT-N1 | 6" metal stud 600S162-54 (16ga) @ 16" O.C. (12" O.C. within 6' of building corners) (LF) | LF | 253.9 | DERIVADO | S1.11 LT GA note 5 "ALL OTHER EXTERIOR STUDS: 600S162-54 @ 16\" O.C." / "STUDS WITHIN 6 FT OF BUILDING CORNERS: 600S162-54 @ 12\" O.C."; height = B.O.D. per S2.20 | full-height studs = floor(204.2in/16)+1=13 + corner 12"OC zones 2 + three-stud corner 2 + partition intersections 1 - studs inside openings 9 + double jambs 4 = 13 x 15'-4.5" = 199.9 LF; cripples above heads 9 = 54.0 LF; cripples below sills 0 = 0.0 LF | A02.01 -> A/A09.21 (Section A @ entrance door) & B/A09.21 (Section B @ entrance) -> 4/A09.26 (parapet) -> 3/A09.26 (entrance canopy) -> 2/A09.26 (storefront head) -> 1/A09.26 (entrance door) -> 5/A09.26 (ACM base) -> 1/A12.10 -> 1/A09.25 & 2/A09.25 (storefront piers) -> S2.20 (B.O.D. 15'-4 1/2", HSS9x5x5/8 T.O.S. 9'-4 1/2") -> 10/S5.10, 11/S5.10 (parapet infill) -> 1,2,7/S5.20 -> S1.11 LT GA note 5 | w3
EXT-N1 | 6" parapet stud 600S162-54 (16ga) @ 16" O.C. parapet infill (LF) | LF | 90.1 | DERIVADO | 11/S5.10 "PARAPET WALL INFILL FRAMING TO BE 600S162-54 @ 16\" W/ 600T125-54 TOP & BOT." + "ONE STUD EA. SIDE OF EA. POST - 5'-0\" O.C. MAX" | (floor(204.2/16)+1=13 + 2 x 4 HSS posts @5'-0" max) = 21 studs x parapet height (T/STUD 19'-8" - B.O.D. 15'-4.5" = 4'-3.5") | A02.01 -> A/A09.21 (Section A @ entrance door) & B/A09.21 (Section B @ entrance) -> 4/A09.26 (parapet) -> 3/A09.26 (entrance canopy) -> 2/A09.26 (storefront head) -> 1/A09.26 (entrance door) -> 5/A09.26 (ACM base) -> 1/A12.10 -> 1/A09.25 & 2/A09.25 (storefront piers) -> S2.20 (B.O.D. 15'-4 1/2", HSS9x5x5/8 T.O.S. 9'-4 1/2") -> 10/S5.10, 11/S5.10 (parapet infill) -> 1,2,7/S5.20 -> S1.11 LT GA note 5 | w3
EXT-N1 | bottom track 600T125-33 (6" 20ga) (LF) | LF | 4.5 | DERIVADO | 7/S5.20 METAL STUD SCHEDULE "600T125-33 ... BOTTOM TRACK CONT. EXTERIOR" | 17.02 - floor openings 12.56 | A02.01 -> A/A09.21 (Section A @ entrance door) & B/A09.21 (Section B @ entrance) -> 4/A09.26 (parapet) -> 3/A09.26 (entrance canopy) -> 2/A09.26 (storefront head) -> 1/A09.26 (entrance door) -> 5/A09.26 (ACM base) -> 1/A12.10 -> 1/A09.25 & 2/A09.25 (storefront piers) -> S2.20 (B.O.D. 15'-4 1/2", HSS9x5x5/8 T.O.S. 9'-4 1/2") -> 10/S5.10, 11/S5.10 (parapet infill) -> 1,2,7/S5.20 -> S1.11 LT GA note 5 | w3
EXT-N1 | top deflection slip track 600T200-97 (6" x 2" leg, 12ga) (LF) | LF | 17 | DERIVADO | 7/S5.20 "600T200-97 ... TOP TRACK CONT." + 10/S5.10 "DEFLECTION TRACK PER LT GA MFR" | run length 17.02 at B.O.D./perimeter beam | A02.01 -> A/A09.21 (Section A @ entrance door) & B/A09.21 (Section B @ entrance) -> 4/A09.26 (parapet) -> 3/A09.26 (entrance canopy) -> 2/A09.26 (storefront head) -> 1/A09.26 (entrance door) -> 5/A09.26 (ACM base) -> 1/A12.10 -> 1/A09.25 & 2/A09.25 (storefront piers) -> S2.20 (B.O.D. 15'-4 1/2", HSS9x5x5/8 T.O.S. 9'-4 1/2") -> 10/S5.10, 11/S5.10 (parapet infill) -> 1,2,7/S5.20 -> S1.11 LT GA note 5 | w3
EXT-N1 | bottom track 600T125-54 (6" 16ga) parapet infill (LF) | LF | 17 | DERIVADO | 11/S5.10 "600T125-54 TOP & BOT." | run length 17.02 | A02.01 -> A/A09.21 (Section A @ entrance door) & B/A09.21 (Section B @ entrance) -> 4/A09.26 (parapet) -> 3/A09.26 (entrance canopy) -> 2/A09.26 (storefront head) -> 1/A09.26 (entrance door) -> 5/A09.26 (ACM base) -> 1/A12.10 -> 1/A09.25 & 2/A09.25 (storefront piers) -> S2.20 (B.O.D. 15'-4 1/2", HSS9x5x5/8 T.O.S. 9'-4 1/2") -> 10/S5.10, 11/S5.10 (parapet infill) -> 1,2,7/S5.20 -> S1.11 LT GA note 5 | w3
EXT-N1 | top track fixed 600T125-54 (6" 16ga) parapet infill (LF) | LF | 17 | DERIVADO | 11/S5.10 "600T125-54 TOP & BOT." | run length 17.02 at T/STUD 19'-8" | A02.01 -> A/A09.21 (Section A @ entrance door) & B/A09.21 (Section B @ entrance) -> 4/A09.26 (parapet) -> 3/A09.26 (entrance canopy) -> 2/A09.26 (storefront head) -> 1/A09.26 (entrance door) -> 5/A09.26 (ACM base) -> 1/A12.10 -> 1/A09.25 & 2/A09.25 (storefront piers) -> S2.20 (B.O.D. 15'-4 1/2", HSS9x5x5/8 T.O.S. 9'-4 1/2") -> 10/S5.10, 11/S5.10 (parapet infill) -> 1,2,7/S5.20 -> S1.11 LT GA note 5 | w3
EXT-N1 | sill track / head track 600T125-54 at openings (LF) | LF | 25.1 | DERIVADO | 2/S5.20 "HEAD TRACK (DOUBLE TRACK @ OPNG > 4'-0\")", "INVERT DETAIL FOR SILL CONDITION" | head track 25.12 + sill track 0.00 | A02.01 -> A/A09.21 (Section A @ entrance door) & B/A09.21 (Section B @ entrance) -> 4/A09.26 (parapet) -> 3/A09.26 (entrance canopy) -> 2/A09.26 (storefront head) -> 1/A09.26 (entrance door) -> 5/A09.26 (ACM base) -> 1/A12.10 -> 1/A09.25 & 2/A09.25 (storefront piers) -> S2.20 (B.O.D. 15'-4 1/2", HSS9x5x5/8 T.O.S. 9'-4 1/2") -> 10/S5.10, 11/S5.10 (parapet infill) -> 1,2,7/S5.20 -> S1.11 LT GA note 5 | w3
EXT-N1 | bracing C.R. channel 1-1/2" @ 48" O.C. (bridging thru stud webs) (LF) | LF | 43 | DERIVADO | S5.20 detail 1-F "1 1/2\" C.R. CHANNEL @ 48\" O.C." | 3 rows x 17.02 - rows cut by openings 25.12 + parapet rows 1 x 17.02 | A02.01 -> A/A09.21 (Section A @ entrance door) & B/A09.21 (Section B @ entrance) -> 4/A09.26 (parapet) -> 3/A09.26 (entrance canopy) -> 2/A09.26 (storefront head) -> 1/A09.26 (entrance door) -> 5/A09.26 (ACM base) -> 1/A12.10 -> 1/A09.25 & 2/A09.25 (storefront piers) -> S2.20 (B.O.D. 15'-4 1/2", HSS9x5x5/8 T.O.S. 9'-4 1/2") -> 10/S5.10, 11/S5.10 (parapet infill) -> 1,2,7/S5.20 -> S1.11 LT GA note 5 | w3
EXT-N1 | FRT plywood 5/8" bonded to 2-1/2" polyiso insulation - exterior sheathing/insulation system (SF) | SF | 192 | DERIVADO | A09.21/22/23 "SHEATHING/INSULATION SYSTEM: 5/8\" FRT PLYWOOD BONDED TO 2 1/2\" POLYISO INSULATION"; 5/A09.26 T/BASE 0'-6" | 17.02 x (T/STUD 19'-8" - T/BASE 0'-6") - openings 100.5 - canopy band 17.02 x 1.979 | A02.01 -> A/A09.21 (Section A @ entrance door) & B/A09.21 (Section B @ entrance) -> 4/A09.26 (parapet) -> 3/A09.26 (entrance canopy) -> 2/A09.26 (storefront head) -> 1/A09.26 (entrance door) -> 5/A09.26 (ACM base) -> 1/A12.10 -> 1/A09.25 & 2/A09.25 (storefront piers) -> S2.20 (B.O.D. 15'-4 1/2", HSS9x5x5/8 T.O.S. 9'-4 1/2") -> 10/S5.10, 11/S5.10 (parapet infill) -> 1,2,7/S5.20 -> S1.11 LT GA note 5 | w3
EXT-N1 | 5/8" glass mat sheathing - exterior face at base strip and canopy band (SF) | SF | 35.9 | DERIVADO | 5/A09.26, 9/A09.27, 12/A09.27 "5/8\" GLASS MAT SHEATHING" below T/BASE 0'-6"; 3/A09.26 & 7/A09.26 "SPRAY FOAM INSULATION ON 5/8\" GLASS-MAT SHEATHING" behind canopy | base (17.02-12.56) x 0.5 + canopy band 17.02 x 1.979 (B/STUD 10'-7 1/4" to T/STUD 12'-7") | A02.01 -> A/A09.21 (Section A @ entrance door) & B/A09.21 (Section B @ entrance) -> 4/A09.26 (parapet) -> 3/A09.26 (entrance canopy) -> 2/A09.26 (storefront head) -> 1/A09.26 (entrance door) -> 5/A09.26 (ACM base) -> 1/A12.10 -> 1/A09.25 & 2/A09.25 (storefront piers) -> S2.20 (B.O.D. 15'-4 1/2", HSS9x5x5/8 T.O.S. 9'-4 1/2") -> 10/S5.10, 11/S5.10 (parapet infill) -> 1,2,7/S5.20 -> S1.11 LT GA note 5 | w3
EXT-N1 | 5/8" exterior gyp sheathing - parapet roof side (inboard face) (SF) | SF | 73 | DERIVADO | A09.21/22/23 parapet "5/8\" EXTERIOR GYPSUM SHEATHING" (roof side) | 17.02 x (19'-8" - B.O.D. 15'-4.5") | A02.01 -> A/A09.21 (Section A @ entrance door) & B/A09.21 (Section B @ entrance) -> 4/A09.26 (parapet) -> 3/A09.26 (entrance canopy) -> 2/A09.26 (storefront head) -> 1/A09.26 (entrance door) -> 5/A09.26 (ACM base) -> 1/A12.10 -> 1/A09.25 & 2/A09.25 (storefront piers) -> S2.20 (B.O.D. 15'-4 1/2", HSS9x5x5/8 T.O.S. 9'-4 1/2") -> 10/S5.10, 11/S5.10 (parapet infill) -> 1,2,7/S5.20 -> S1.11 LT GA note 5 | w3
EXT-N1 | FRT plywood 3/4" - parapet top blocking under ACM coping (SF) | SF | 15.6 | DERIVADO | 4/A09.26 "3/4\" F.R.T. PLYWOOD BLOCKING AS REQUIRED" (8"+3" = 11" wall width) | 17.02 x 11" | A02.01 -> A/A09.21 (Section A @ entrance door) & B/A09.21 (Section B @ entrance) -> 4/A09.26 (parapet) -> 3/A09.26 (entrance canopy) -> 2/A09.26 (storefront head) -> 1/A09.26 (entrance door) -> 5/A09.26 (ACM base) -> 1/A12.10 -> 1/A09.25 & 2/A09.25 (storefront piers) -> S2.20 (B.O.D. 15'-4 1/2", HSS9x5x5/8 T.O.S. 9'-4 1/2") -> 10/S5.10, 11/S5.10 (parapet infill) -> 1,2,7/S5.20 -> S1.11 LT GA note 5 | w3
EXT-N1 | 5/8" gypsum board regular (type not specified) - interior face of exterior wall, to deck (SF) | SF | 150.3 | DERIVADO | A09.21/22/23 "5/8\" GYP. BOARD @ PERIMETER EXTERIOR WALL TO DECK"; S2.20 B.O.D. | interior length 16.72 x 15'-4.5" (to deck) - openings 106.8 | A02.01 -> A/A09.21 (Section A @ entrance door) & B/A09.21 (Section B @ entrance) -> 4/A09.26 (parapet) -> 3/A09.26 (entrance canopy) -> 2/A09.26 (storefront head) -> 1/A09.26 (entrance door) -> 5/A09.26 (ACM base) -> 1/A12.10 -> 1/A09.25 & 2/A09.25 (storefront piers) -> S2.20 (B.O.D. 15'-4 1/2", HSS9x5x5/8 T.O.S. 9'-4 1/2") -> 10/S5.10, 11/S5.10 (parapet infill) -> 1,2,7/S5.20 -> S1.11 LT GA note 5 | w3
EXT-N1 | 5/8" gypsum board regular - jamb/head/sill returns at exterior openings (SF) | SF | 14.8 | DERIVADO | 2/A09.26 & 11/A09.27 "GYPSUM BOARD JAMB RETURN BEYOND"; 3/A09.25 window jamb | opening perimeter (excl. HM door, frame wraps wall) x 6" return | A02.01 -> A/A09.21 (Section A @ entrance door) & B/A09.21 (Section B @ entrance) -> 4/A09.26 (parapet) -> 3/A09.26 (entrance canopy) -> 2/A09.26 (storefront head) -> 1/A09.26 (entrance door) -> 5/A09.26 (ACM base) -> 1/A12.10 -> 1/A09.25 & 2/A09.25 (storefront piers) -> S2.20 (B.O.D. 15'-4 1/2", HSS9x5x5/8 T.O.S. 9'-4 1/2") -> 10/S5.10, 11/S5.10 (parapet infill) -> 1,2,7/S5.20 -> S1.11 LT GA note 5 | w3
EXT-N1 | casing bead (LF) | LF | 29.6 | DERIVADO | 2/A09.26, 10/A09.27, 11/A09.27 (board edge at frame) | opening perimeter (jambs+head+sill) | A02.01 -> A/A09.21 (Section A @ entrance door) & B/A09.21 (Section B @ entrance) -> 4/A09.26 (parapet) -> 3/A09.26 (entrance canopy) -> 2/A09.26 (storefront head) -> 1/A09.26 (entrance door) -> 5/A09.26 (ACM base) -> 1/A12.10 -> 1/A09.25 & 2/A09.25 (storefront piers) -> S2.20 (B.O.D. 15'-4 1/2", HSS9x5x5/8 T.O.S. 9'-4 1/2") -> 10/S5.10, 11/S5.10 (parapet infill) -> 1,2,7/S5.20 -> S1.11 LT GA note 5 | w3
EXT-N1 | corner bead (LF) | LF | 29.6 | DERIVADO | return outside corner at interior face | #VALUE! | A02.01 -> A/A09.21 (Section A @ entrance door) & B/A09.21 (Section B @ entrance) -> 4/A09.26 (parapet) -> 3/A09.26 (entrance canopy) -> 2/A09.26 (storefront head) -> 1/A09.26 (entrance door) -> 5/A09.26 (ACM base) -> 1/A12.10 -> 1/A09.25 & 2/A09.25 (storefront piers) -> S2.20 (B.O.D. 15'-4 1/2", HSS9x5x5/8 T.O.S. 9'-4 1/2") -> 10/S5.10, 11/S5.10 (parapet infill) -> 1,2,7/S5.20 -> S1.11 LT GA note 5 | w3
EXT-N1 | FRT plywood 3/4" - opening perimeter lining (head/jamb/sill) (SF) | SF | 14.8 | DERIVADO | 2/A09.26 "3/4\" FRT PLYWOOD"; 10/A09.27, 11/A09.27, 14/A09.27, 3/A09.25, 4/A09.25 "3/4\" FRT PLYWOOD" | opening perimeter 29.56 x 6" | A02.01 -> A/A09.21 (Section A @ entrance door) & B/A09.21 (Section B @ entrance) -> 4/A09.26 (parapet) -> 3/A09.26 (entrance canopy) -> 2/A09.26 (storefront head) -> 1/A09.26 (entrance door) -> 5/A09.26 (ACM base) -> 1/A12.10 -> 1/A09.25 & 2/A09.25 (storefront piers) -> S2.20 (B.O.D. 15'-4 1/2", HSS9x5x5/8 T.O.S. 9'-4 1/2") -> 10/S5.10, 11/S5.10 (parapet infill) -> 1,2,7/S5.20 -> S1.11 LT GA note 5 | w3
EXT-N1 | acoustical sealant (LF) - sealant at base of gypsum board per 5/A09.26 | LF | 4.2 | DERIVADO | 5/A09.26 "SEALANT AT BASE OF GYPSUM" | 16.72 - floor openings 12.56 | A02.01 -> A/A09.21 (Section A @ entrance door) & B/A09.21 (Section B @ entrance) -> 4/A09.26 (parapet) -> 3/A09.26 (entrance canopy) -> 2/A09.26 (storefront head) -> 1/A09.26 (entrance door) -> 5/A09.26 (ACM base) -> 1/A12.10 -> 1/A09.25 & 2/A09.25 (storefront piers) -> S2.20 (B.O.D. 15'-4 1/2", HSS9x5x5/8 T.O.S. 9'-4 1/2") -> 10/S5.10, 11/S5.10 (parapet infill) -> 1,2,7/S5.20 -> S1.11 LT GA note 5 | w3
EXT-N2 | 6" metal stud 600S162-54 (16ga) @ 16" O.C. (12" O.C. within 6' of building corners) (LF) | LF | 190.9 | DERIVADO | S1.11 LT GA note 5 "ALL OTHER EXTERIOR STUDS: 600S162-54 @ 16\" O.C." / "STUDS WITHIN 6 FT OF BUILDING CORNERS: 600S162-54 @ 12\" O.C."; height = B.O.D. per S2.20 | full-height studs = floor(315.0in/16)+1=20 + corner 12"OC zones 0 + three-stud corner 0 + partition intersections 0 - studs inside openings 19 + double jambs 4 = 5 x 15'-4.5" = 76.9 LF; cripples above heads 19 = 114.0 LF; cripples below sills 0 = 0.0 LF | A02.01 -> 1/A09.01 (titled SOUTH ELEVATION, is the NORTH facade) -> 11/A09.27 (storefront head T/OPENING 8'-6") -> 6/A09.26 (storefront base) -> 3/A09.26 (canopy) -> 4/A09.26 (parapet) -> S2.20 (HSS9x5x5/8 (LLV) T.O.S. 9'-4 1/2" on F 4-7, B.O.D. 15'-4 1/2") -> 11/S5.10 | w3
EXT-N2 | 6" parapet stud 600S162-54 (16ga) @ 16" O.C. parapet infill (LF) | LF | 65.3 | DERIVADO | 11/S5.10 "PARAPET WALL INFILL FRAMING TO BE 600S162-54 @ 16\" W/ 600T125-54 TOP & BOT." + "ONE STUD EA. SIDE OF EA. POST - 5'-0\" O.C. MAX" | (floor(315.0/16)+1=20 + 2 x 6 HSS posts @5'-0" max) = 32 studs x parapet height (T/STUD 17'-5" - B.O.D. 15'-4.5" = 2'-0.5") | A02.01 -> 1/A09.01 (titled SOUTH ELEVATION, is the NORTH facade) -> 11/A09.27 (storefront head T/OPENING 8'-6") -> 6/A09.26 (storefront base) -> 3/A09.26 (canopy) -> 4/A09.26 (parapet) -> S2.20 (HSS9x5x5/8 (LLV) T.O.S. 9'-4 1/2" on F 4-7, B.O.D. 15'-4 1/2") -> 11/S5.10 | w3
EXT-N2 | bottom track 600T125-33 (6" 20ga) (LF) | LF | 0 | DERIVADO | 7/S5.20 METAL STUD SCHEDULE "600T125-33 ... BOTTOM TRACK CONT. EXTERIOR" | 26.25 - floor openings 26.25 | A02.01 -> 1/A09.01 (titled SOUTH ELEVATION, is the NORTH facade) -> 11/A09.27 (storefront head T/OPENING 8'-6") -> 6/A09.26 (storefront base) -> 3/A09.26 (canopy) -> 4/A09.26 (parapet) -> S2.20 (HSS9x5x5/8 (LLV) T.O.S. 9'-4 1/2" on F 4-7, B.O.D. 15'-4 1/2") -> 11/S5.10 | w3
EXT-N2 | top deflection slip track 600T200-97 (6" x 2" leg, 12ga) (LF) | LF | 26.2 | DERIVADO | 7/S5.20 "600T200-97 ... TOP TRACK CONT." + 10/S5.10 "DEFLECTION TRACK PER LT GA MFR" | run length 26.25 at B.O.D./perimeter beam | A02.01 -> 1/A09.01 (titled SOUTH ELEVATION, is the NORTH facade) -> 11/A09.27 (storefront head T/OPENING 8'-6") -> 6/A09.26 (storefront base) -> 3/A09.26 (canopy) -> 4/A09.26 (parapet) -> S2.20 (HSS9x5x5/8 (LLV) T.O.S. 9'-4 1/2" on F 4-7, B.O.D. 15'-4 1/2") -> 11/S5.10 | w3
EXT-N2 | bottom track 600T125-54 (6" 16ga) parapet infill (LF) | LF | 26.2 | DERIVADO | 11/S5.10 "600T125-54 TOP & BOT." | run length 26.25 | A02.01 -> 1/A09.01 (titled SOUTH ELEVATION, is the NORTH facade) -> 11/A09.27 (storefront head T/OPENING 8'-6") -> 6/A09.26 (storefront base) -> 3/A09.26 (canopy) -> 4/A09.26 (parapet) -> S2.20 (HSS9x5x5/8 (LLV) T.O.S. 9'-4 1/2" on F 4-7, B.O.D. 15'-4 1/2") -> 11/S5.10 | w3
EXT-N2 | top track fixed 600T125-54 (6" 16ga) parapet infill (LF) | LF | 26.2 | DERIVADO | 11/S5.10 "600T125-54 TOP & BOT." | run length 26.25 at T/STUD 17'-5" | A02.01 -> 1/A09.01 (titled SOUTH ELEVATION, is the NORTH facade) -> 11/A09.27 (storefront head T/OPENING 8'-6") -> 6/A09.26 (storefront base) -> 3/A09.26 (canopy) -> 4/A09.26 (parapet) -> S2.20 (HSS9x5x5/8 (LLV) T.O.S. 9'-4 1/2" on F 4-7, B.O.D. 15'-4 1/2") -> 11/S5.10 | w3
EXT-N2 | sill track / head track 600T125-54 at openings (LF) | LF | 52.5 | DERIVADO | 2/S5.20 "HEAD TRACK (DOUBLE TRACK @ OPNG > 4'-0\")", "INVERT DETAIL FOR SILL CONDITION" | head track 52.50 + sill track 0.00 | A02.01 -> 1/A09.01 (titled SOUTH ELEVATION, is the NORTH facade) -> 11/A09.27 (storefront head T/OPENING 8'-6") -> 6/A09.26 (storefront base) -> 3/A09.26 (canopy) -> 4/A09.26 (parapet) -> S2.20 (HSS9x5x5/8 (LLV) T.O.S. 9'-4 1/2" on F 4-7, B.O.D. 15'-4 1/2") -> 11/S5.10 | w3
EXT-N2 | bracing C.R. channel 1-1/2" @ 48" O.C. (bridging thru stud webs) (LF) | LF | 26.2 | DERIVADO | S5.20 detail 1-F "1 1/2\" C.R. CHANNEL @ 48\" O.C." | 3 rows x 26.25 - rows cut by openings 52.50 + parapet rows 0 x 26.25 | A02.01 -> 1/A09.01 (titled SOUTH ELEVATION, is the NORTH facade) -> 11/A09.27 (storefront head T/OPENING 8'-6") -> 6/A09.26 (storefront base) -> 3/A09.26 (canopy) -> 4/A09.26 (parapet) -> S2.20 (HSS9x5x5/8 (LLV) T.O.S. 9'-4 1/2" on F 4-7, B.O.D. 15'-4 1/2") -> 11/S5.10 | w3
EXT-N2 | FRT plywood 5/8" bonded to 2-1/2" polyiso insulation - exterior sheathing/insulation system (SF) | SF | 182.1 | DERIVADO | A09.21/22/23 "SHEATHING/INSULATION SYSTEM: 5/8\" FRT PLYWOOD BONDED TO 2 1/2\" POLYISO INSULATION"; 5/A09.26 T/BASE 0'-6" | 26.25 x (T/STUD 17'-5" - T/BASE 0'-6") - openings 210.0 - canopy band 26.25 x 1.979 | A02.01 -> 1/A09.01 (titled SOUTH ELEVATION, is the NORTH facade) -> 11/A09.27 (storefront head T/OPENING 8'-6") -> 6/A09.26 (storefront base) -> 3/A09.26 (canopy) -> 4/A09.26 (parapet) -> S2.20 (HSS9x5x5/8 (LLV) T.O.S. 9'-4 1/2" on F 4-7, B.O.D. 15'-4 1/2") -> 11/S5.10 | w3
EXT-N2 | 5/8" glass mat sheathing - exterior face at base strip and canopy band (SF) | SF | 52 | DERIVADO | 5/A09.26, 9/A09.27, 12/A09.27 "5/8\" GLASS MAT SHEATHING" below T/BASE 0'-6"; 3/A09.26 & 7/A09.26 "SPRAY FOAM INSULATION ON 5/8\" GLASS-MAT SHEATHING" behind canopy | base (26.25-26.25) x 0.5 + canopy band 26.25 x 1.979 (B/STUD 10'-7 1/4" to T/STUD 12'-7") | A02.01 -> 1/A09.01 (titled SOUTH ELEVATION, is the NORTH facade) -> 11/A09.27 (storefront head T/OPENING 8'-6") -> 6/A09.26 (storefront base) -> 3/A09.26 (canopy) -> 4/A09.26 (parapet) -> S2.20 (HSS9x5x5/8 (LLV) T.O.S. 9'-4 1/2" on F 4-7, B.O.D. 15'-4 1/2") -> 11/S5.10 | w3
EXT-N2 | 5/8" exterior gyp sheathing - parapet roof side (inboard face) (SF) | SF | 53.6 | DERIVADO | A09.21/22/23 parapet "5/8\" EXTERIOR GYPSUM SHEATHING" (roof side) | 26.25 x (17'-5" - B.O.D. 15'-4.5") | A02.01 -> 1/A09.01 (titled SOUTH ELEVATION, is the NORTH facade) -> 11/A09.27 (storefront head T/OPENING 8'-6") -> 6/A09.26 (storefront base) -> 3/A09.26 (canopy) -> 4/A09.26 (parapet) -> S2.20 (HSS9x5x5/8 (LLV) T.O.S. 9'-4 1/2" on F 4-7, B.O.D. 15'-4 1/2") -> 11/S5.10 | w3
EXT-N2 | FRT plywood 3/4" - parapet top blocking under ACM coping (SF) | SF | 24.1 | DERIVADO | 4/A09.26 "3/4\" F.R.T. PLYWOOD BLOCKING AS REQUIRED" (8"+3" = 11" wall width) | 26.25 x 11" | A02.01 -> 1/A09.01 (titled SOUTH ELEVATION, is the NORTH facade) -> 11/A09.27 (storefront head T/OPENING 8'-6") -> 6/A09.26 (storefront base) -> 3/A09.26 (canopy) -> 4/A09.26 (parapet) -> S2.20 (HSS9x5x5/8 (LLV) T.O.S. 9'-4 1/2" on F 4-7, B.O.D. 15'-4 1/2") -> 11/S5.10 | w3
EXT-N2 | 5/8" gypsum board regular (type not specified) - interior face of exterior wall, to deck (SF) | SF | 180.5 | DERIVADO | A09.21/22/23 "5/8\" GYP. BOARD @ PERIMETER EXTERIOR WALL TO DECK"; S2.20 B.O.D. | interior length 26.25 x 15'-4.5" (to deck) - openings 223.1 | A02.01 -> 1/A09.01 (titled SOUTH ELEVATION, is the NORTH facade) -> 11/A09.27 (storefront head T/OPENING 8'-6") -> 6/A09.26 (storefront base) -> 3/A09.26 (canopy) -> 4/A09.26 (parapet) -> S2.20 (HSS9x5x5/8 (LLV) T.O.S. 9'-4 1/2" on F 4-7, B.O.D. 15'-4 1/2") -> 11/S5.10 | w3
EXT-N2 | 5/8" gypsum board regular - jamb/head/sill returns at exterior openings (SF) | SF | 21.6 | DERIVADO | 2/A09.26 & 11/A09.27 "GYPSUM BOARD JAMB RETURN BEYOND"; 3/A09.25 window jamb | opening perimeter (excl. HM door, frame wraps wall) x 6" return | A02.01 -> 1/A09.01 (titled SOUTH ELEVATION, is the NORTH facade) -> 11/A09.27 (storefront head T/OPENING 8'-6") -> 6/A09.26 (storefront base) -> 3/A09.26 (canopy) -> 4/A09.26 (parapet) -> S2.20 (HSS9x5x5/8 (LLV) T.O.S. 9'-4 1/2" on F 4-7, B.O.D. 15'-4 1/2") -> 11/S5.10 | w3
EXT-N2 | casing bead (LF) | LF | 43.2 | DERIVADO | 2/A09.26, 10/A09.27, 11/A09.27 (board edge at frame) | opening perimeter (jambs+head+sill) | A02.01 -> 1/A09.01 (titled SOUTH ELEVATION, is the NORTH facade) -> 11/A09.27 (storefront head T/OPENING 8'-6") -> 6/A09.26 (storefront base) -> 3/A09.26 (canopy) -> 4/A09.26 (parapet) -> S2.20 (HSS9x5x5/8 (LLV) T.O.S. 9'-4 1/2" on F 4-7, B.O.D. 15'-4 1/2") -> 11/S5.10 | w3
EXT-N2 | corner bead (LF) | LF | 43.2 | DERIVADO | return outside corner at interior face | #VALUE! | A02.01 -> 1/A09.01 (titled SOUTH ELEVATION, is the NORTH facade) -> 11/A09.27 (storefront head T/OPENING 8'-6") -> 6/A09.26 (storefront base) -> 3/A09.26 (canopy) -> 4/A09.26 (parapet) -> S2.20 (HSS9x5x5/8 (LLV) T.O.S. 9'-4 1/2" on F 4-7, B.O.D. 15'-4 1/2") -> 11/S5.10 | w3
EXT-N2 | FRT plywood 3/4" - opening perimeter lining (head/jamb/sill) (SF) | SF | 21.6 | DERIVADO | 2/A09.26 "3/4\" FRT PLYWOOD"; 10/A09.27, 11/A09.27, 14/A09.27, 3/A09.25, 4/A09.25 "3/4\" FRT PLYWOOD" | opening perimeter 43.25 x 6" | A02.01 -> 1/A09.01 (titled SOUTH ELEVATION, is the NORTH facade) -> 11/A09.27 (storefront head T/OPENING 8'-6") -> 6/A09.26 (storefront base) -> 3/A09.26 (canopy) -> 4/A09.26 (parapet) -> S2.20 (HSS9x5x5/8 (LLV) T.O.S. 9'-4 1/2" on F 4-7, B.O.D. 15'-4 1/2") -> 11/S5.10 | w3
EXT-N2 | acoustical sealant (LF) - sealant at base of gypsum board per 5/A09.26 | LF | 0 | DERIVADO | 5/A09.26 "SEALANT AT BASE OF GYPSUM" | 26.25 - floor openings 26.25 | A02.01 -> 1/A09.01 (titled SOUTH ELEVATION, is the NORTH facade) -> 11/A09.27 (storefront head T/OPENING 8'-6") -> 6/A09.26 (storefront base) -> 3/A09.26 (canopy) -> 4/A09.26 (parapet) -> S2.20 (HSS9x5x5/8 (LLV) T.O.S. 9'-4 1/2" on F 4-7, B.O.D. 15'-4 1/2") -> 11/S5.10 | w3
EXT-N3 | 6" metal stud 600S162-54 (16ga) @ 16" O.C. (12" O.C. within 6' of building corners) (LF) | LF | 215.2 | DERIVADO | S1.11 LT GA note 5 "ALL OTHER EXTERIOR STUDS: 600S162-54 @ 16\" O.C." / "STUDS WITHIN 6 FT OF BUILDING CORNERS: 600S162-54 @ 12\" O.C."; height = B.O.D. per S2.20 | full-height studs = floor(155.2in/16)+1=10 + corner 12"OC zones 2 + three-stud corner 2 + partition intersections 0 - studs inside openings 0 + double jambs 0 = 14 x 15'-4.5" = 215.2 LF; cripples above heads 0 = 0.0 LF; cripples below sills 0 = 0.0 LF | A02.01 -> C/A09.21 (Section C, T/STUD LP 17'-5") -> 4/A09.26 -> 3/A09.26 -> 5/A09.26 -> S2.20 -> 10,11/S5.10 -> S5.20 -> S1.11 | w3
EXT-N3 | 6" parapet stud 600S162-54 (16ga) @ 16" O.C. parapet infill (LF) | LF | 32.7 | DERIVADO | 11/S5.10 "PARAPET WALL INFILL FRAMING TO BE 600S162-54 @ 16\" W/ 600T125-54 TOP & BOT." + "ONE STUD EA. SIDE OF EA. POST - 5'-0\" O.C. MAX" | (floor(155.2/16)+1=10 + 2 x 3 HSS posts @5'-0" max) = 16 studs x parapet height (T/STUD 17'-5" - B.O.D. 15'-4.5" = 2'-0.5") | A02.01 -> C/A09.21 (Section C, T/STUD LP 17'-5") -> 4/A09.26 -> 3/A09.26 -> 5/A09.26 -> S2.20 -> 10,11/S5.10 -> S5.20 -> S1.11 | w3
EXT-N3 | bottom track 600T125-33 (6" 20ga) (LF) | LF | 12.9 | DERIVADO | 7/S5.20 METAL STUD SCHEDULE "600T125-33 ... BOTTOM TRACK CONT. EXTERIOR" | 12.93 - floor openings 0.00 | A02.01 -> C/A09.21 (Section C, T/STUD LP 17'-5") -> 4/A09.26 -> 3/A09.26 -> 5/A09.26 -> S2.20 -> 10,11/S5.10 -> S5.20 -> S1.11 | w3
EXT-N3 | top deflection slip track 600T200-97 (6" x 2" leg, 12ga) (LF) | LF | 12.9 | DERIVADO | 7/S5.20 "600T200-97 ... TOP TRACK CONT." + 10/S5.10 "DEFLECTION TRACK PER LT GA MFR" | run length 12.93 at B.O.D./perimeter beam | A02.01 -> C/A09.21 (Section C, T/STUD LP 17'-5") -> 4/A09.26 -> 3/A09.26 -> 5/A09.26 -> S2.20 -> 10,11/S5.10 -> S5.20 -> S1.11 | w3
EXT-N3 | bottom track 600T125-54 (6" 16ga) parapet infill (LF) | LF | 12.9 | DERIVADO | 11/S5.10 "600T125-54 TOP & BOT." | run length 12.93 | A02.01 -> C/A09.21 (Section C, T/STUD LP 17'-5") -> 4/A09.26 -> 3/A09.26 -> 5/A09.26 -> S2.20 -> 10,11/S5.10 -> S5.20 -> S1.11 | w3
EXT-N3 | top track fixed 600T125-54 (6" 16ga) parapet infill (LF) | LF | 12.9 | DERIVADO | 11/S5.10 "600T125-54 TOP & BOT." | run length 12.93 at T/STUD 17'-5" | A02.01 -> C/A09.21 (Section C, T/STUD LP 17'-5") -> 4/A09.26 -> 3/A09.26 -> 5/A09.26 -> S2.20 -> 10,11/S5.10 -> S5.20 -> S1.11 | w3
EXT-N3 | bracing C.R. channel 1-1/2" @ 48" O.C. (bridging thru stud webs) (LF) | LF | 38.8 | DERIVADO | S5.20 detail 1-F "1 1/2\" C.R. CHANNEL @ 48\" O.C." | 3 rows x 12.93 - rows cut by openings 0.00 + parapet rows 0 x 12.93 | A02.01 -> C/A09.21 (Section C, T/STUD LP 17'-5") -> 4/A09.26 -> 3/A09.26 -> 5/A09.26 -> S2.20 -> 10,11/S5.10 -> S5.20 -> S1.11 | w3
EXT-N3 | FRT plywood 5/8" bonded to 2-1/2" polyiso insulation - exterior sheathing/insulation system (SF) | SF | 193.2 | DERIVADO | A09.21/22/23 "SHEATHING/INSULATION SYSTEM: 5/8\" FRT PLYWOOD BONDED TO 2 1/2\" POLYISO INSULATION"; 5/A09.26 T/BASE 0'-6" | 12.93 x (T/STUD 17'-5" - T/BASE 0'-6") - openings 0.0 - canopy band 12.93 x 1.979 | A02.01 -> C/A09.21 (Section C, T/STUD LP 17'-5") -> 4/A09.26 -> 3/A09.26 -> 5/A09.26 -> S2.20 -> 10,11/S5.10 -> S5.20 -> S1.11 | w3
EXT-N3 | 5/8" glass mat sheathing - exterior face at base strip and canopy band (SF) | SF | 32.1 | DERIVADO | 5/A09.26, 9/A09.27, 12/A09.27 "5/8\" GLASS MAT SHEATHING" below T/BASE 0'-6"; 3/A09.26 & 7/A09.26 "SPRAY FOAM INSULATION ON 5/8\" GLASS-MAT SHEATHING" behind canopy | base (12.93-0.00) x 0.5 + canopy band 12.93 x 1.979 (B/STUD 10'-7 1/4" to T/STUD 12'-7") | A02.01 -> C/A09.21 (Section C, T/STUD LP 17'-5") -> 4/A09.26 -> 3/A09.26 -> 5/A09.26 -> S2.20 -> 10,11/S5.10 -> S5.20 -> S1.11 | w3
EXT-N3 | 5/8" exterior gyp sheathing - parapet roof side (inboard face) (SF) | SF | 26.4 | DERIVADO | A09.21/22/23 parapet "5/8\" EXTERIOR GYPSUM SHEATHING" (roof side) | 12.93 x (17'-5" - B.O.D. 15'-4.5") | A02.01 -> C/A09.21 (Section C, T/STUD LP 17'-5") -> 4/A09.26 -> 3/A09.26 -> 5/A09.26 -> S2.20 -> 10,11/S5.10 -> S5.20 -> S1.11 | w3
EXT-N3 | FRT plywood 3/4" - parapet top blocking under ACM coping (SF) | SF | 11.9 | DERIVADO | 4/A09.26 "3/4\" F.R.T. PLYWOOD BLOCKING AS REQUIRED" (8"+3" = 11" wall width) | 12.93 x 11" | A02.01 -> C/A09.21 (Section C, T/STUD LP 17'-5") -> 4/A09.26 -> 3/A09.26 -> 5/A09.26 -> S2.20 -> 10,11/S5.10 -> S5.20 -> S1.11 | w3
EXT-N3 | 5/8" gypsum board regular (type not specified) - interior face of exterior wall, to deck (SF) | SF | 181 | DERIVADO | A09.21/22/23 "5/8\" GYP. BOARD @ PERIMETER EXTERIOR WALL TO DECK"; S2.20 B.O.D. | interior length 11.77 x 15'-4.5" (to deck) - openings 0.0 | A02.01 -> C/A09.21 (Section C, T/STUD LP 17'-5") -> 4/A09.26 -> 3/A09.26 -> 5/A09.26 -> S2.20 -> 10,11/S5.10 -> S5.20 -> S1.11 | w3
EXT-N3 | acoustical sealant (LF) - sealant at base of gypsum board per 5/A09.26 | LF | 11.8 | DERIVADO | 5/A09.26 "SEALANT AT BASE OF GYPSUM" | 11.77 - floor openings 0.00 | A02.01 -> C/A09.21 (Section C, T/STUD LP 17'-5") -> 4/A09.26 -> 3/A09.26 -> 5/A09.26 -> S2.20 -> 10,11/S5.10 -> S5.20 -> S1.11 | w3
EXT-E1 | 6" metal stud 600S162-54 (16ga) @ 16" O.C. (12" O.C. within 6' of building corners) (LF) | LF | 868.9 | DERIVADO | S1.11 LT GA note 5 "ALL OTHER EXTERIOR STUDS: 600S162-54 @ 16\" O.C." / "STUDS WITHIN 6 FT OF BUILDING CORNERS: 600S162-54 @ 12\" O.C."; height = B.O.D. per S2.20 | full-height studs = floor(608.2in/16)+1=39 + corner 12"OC zones 2 + three-stud corner 0 + partition intersections 4 - studs inside openings 24 + double jambs 16 = 37 x 15'-4.5" = 568.9 LF; cripples above heads 24 = 147.0 LF; cripples below sills 24 = 153.0 LF | A02.01 -> 1/A09.02 (EAST ELEVATION) -> D/A09.22 (Section D) -> 10/A09.27 (sill, B/OPENING 6'-6", T/STUD 6'-4 1/2") -> 11/A09.27 (head 8'-6", metal stud box beam) -> 3/A09.25 (window jamb) -> 7/A09.26 (side canopy) -> 9/A09.27 (metal panel base) -> 4/A09.26 -> S2.20 -> 11/S5.10 -> S5.20 | w3
EXT-E1 | 6" parapet stud 600S162-54 (16ga) @ 16" O.C. parapet infill (LF) | LF | 124.5 | DERIVADO | 11/S5.10 "PARAPET WALL INFILL FRAMING TO BE 600S162-54 @ 16\" W/ 600T125-54 TOP & BOT." + "ONE STUD EA. SIDE OF EA. POST - 5'-0\" O.C. MAX" | (floor(608.2/16)+1=39 + 2 x 11 HSS posts @5'-0" max) = 61 studs x parapet height (T/STUD 17'-5" - B.O.D. 15'-4.5" = 2'-0.5") | A02.01 -> 1/A09.02 (EAST ELEVATION) -> D/A09.22 (Section D) -> 10/A09.27 (sill, B/OPENING 6'-6", T/STUD 6'-4 1/2") -> 11/A09.27 (head 8'-6", metal stud box beam) -> 3/A09.25 (window jamb) -> 7/A09.26 (side canopy) -> 9/A09.27 (metal panel base) -> 4/A09.26 -> S2.20 -> 11/S5.10 -> S5.20 | w3
EXT-E1 | bottom track 600T125-33 (6" 20ga) (LF) | LF | 50.7 | DERIVADO | 7/S5.20 METAL STUD SCHEDULE "600T125-33 ... BOTTOM TRACK CONT. EXTERIOR" | 50.69 - floor openings 0.00 | A02.01 -> 1/A09.02 (EAST ELEVATION) -> D/A09.22 (Section D) -> 10/A09.27 (sill, B/OPENING 6'-6", T/STUD 6'-4 1/2") -> 11/A09.27 (head 8'-6", metal stud box beam) -> 3/A09.25 (window jamb) -> 7/A09.26 (side canopy) -> 9/A09.27 (metal panel base) -> 4/A09.26 -> S2.20 -> 11/S5.10 -> S5.20 | w3
EXT-E1 | top deflection slip track 600T200-97 (6" x 2" leg, 12ga) (LF) | LF | 50.7 | DERIVADO | 7/S5.20 "600T200-97 ... TOP TRACK CONT." + 10/S5.10 "DEFLECTION TRACK PER LT GA MFR" | run length 50.69 at B.O.D./perimeter beam | A02.01 -> 1/A09.02 (EAST ELEVATION) -> D/A09.22 (Section D) -> 10/A09.27 (sill, B/OPENING 6'-6", T/STUD 6'-4 1/2") -> 11/A09.27 (head 8'-6", metal stud box beam) -> 3/A09.25 (window jamb) -> 7/A09.26 (side canopy) -> 9/A09.27 (metal panel base) -> 4/A09.26 -> S2.20 -> 11/S5.10 -> S5.20 | w3
EXT-E1 | bottom track 600T125-54 (6" 16ga) parapet infill (LF) | LF | 50.7 | DERIVADO | 11/S5.10 "600T125-54 TOP & BOT." | run length 50.69 | A02.01 -> 1/A09.02 (EAST ELEVATION) -> D/A09.22 (Section D) -> 10/A09.27 (sill, B/OPENING 6'-6", T/STUD 6'-4 1/2") -> 11/A09.27 (head 8'-6", metal stud box beam) -> 3/A09.25 (window jamb) -> 7/A09.26 (side canopy) -> 9/A09.27 (metal panel base) -> 4/A09.26 -> S2.20 -> 11/S5.10 -> S5.20 | w3
EXT-E1 | top track fixed 600T125-54 (6" 16ga) parapet infill (LF) | LF | 50.7 | DERIVADO | 11/S5.10 "600T125-54 TOP & BOT." | run length 50.69 at T/STUD 17'-5" | A02.01 -> 1/A09.02 (EAST ELEVATION) -> D/A09.22 (Section D) -> 10/A09.27 (sill, B/OPENING 6'-6", T/STUD 6'-4 1/2") -> 11/A09.27 (head 8'-6", metal stud box beam) -> 3/A09.25 (window jamb) -> 7/A09.26 (side canopy) -> 9/A09.27 (metal panel base) -> 4/A09.26 -> S2.20 -> 11/S5.10 -> S5.20 | w3
EXT-E1 | sill track / head track 600T125-54 at openings (LF) | LF | 96 | DERIVADO | 2/S5.20 "HEAD TRACK (DOUBLE TRACK @ OPNG > 4'-0\")", "INVERT DETAIL FOR SILL CONDITION" | head track 64.00 + sill track 32.00 | A02.01 -> 1/A09.02 (EAST ELEVATION) -> D/A09.22 (Section D) -> 10/A09.27 (sill, B/OPENING 6'-6", T/STUD 6'-4 1/2") -> 11/A09.27 (head 8'-6", metal stud box beam) -> 3/A09.25 (window jamb) -> 7/A09.26 (side canopy) -> 9/A09.27 (metal panel base) -> 4/A09.26 -> S2.20 -> 11/S5.10 -> S5.20 | w3
EXT-E1 | header / box beam 2-600S162-54 metal stud box beam (LF) | LF | 34 | DERIVADO | 11/A09.27 & 14/A09.27 "METAL STUD BOX BEAM AS REQUIRED. PACK W/ BATT INSULATION" (size not given - RFI-w3-01) | sum (R.O. width + 6" bearing) over window/door openings | A02.01 -> 1/A09.02 (EAST ELEVATION) -> D/A09.22 (Section D) -> 10/A09.27 (sill, B/OPENING 6'-6", T/STUD 6'-4 1/2") -> 11/A09.27 (head 8'-6", metal stud box beam) -> 3/A09.25 (window jamb) -> 7/A09.26 (side canopy) -> 9/A09.27 (metal panel base) -> 4/A09.26 -> S2.20 -> 11/S5.10 -> S5.20 | w3
EXT-E1 | bracing C.R. channel 1-1/2" @ 48" O.C. (bridging thru stud webs) (LF) | LF | 120.1 | DERIVADO | S5.20 detail 1-F "1 1/2\" C.R. CHANNEL @ 48\" O.C." | 3 rows x 50.69 - rows cut by openings 32.00 + parapet rows 0 x 50.69 | A02.01 -> 1/A09.02 (EAST ELEVATION) -> D/A09.22 (Section D) -> 10/A09.27 (sill, B/OPENING 6'-6", T/STUD 6'-4 1/2") -> 11/A09.27 (head 8'-6", metal stud box beam) -> 3/A09.25 (window jamb) -> 7/A09.26 (side canopy) -> 9/A09.27 (metal panel base) -> 4/A09.26 -> S2.20 -> 11/S5.10 -> S5.20 | w3
EXT-E1 | FRT plywood 5/8" bonded to 2-1/2" polyiso insulation - exterior sheathing/insulation system (SF) | SF | 699.7 | DERIVADO | A09.21/22/23 "SHEATHING/INSULATION SYSTEM: 5/8\" FRT PLYWOOD BONDED TO 2 1/2\" POLYISO INSULATION"; 5/A09.26 T/BASE 0'-6" | 50.69 x (T/STUD 17'-5" - T/BASE 0'-6") - openings 64.0 - canopy band 47.38 x 1.979 | A02.01 -> 1/A09.02 (EAST ELEVATION) -> D/A09.22 (Section D) -> 10/A09.27 (sill, B/OPENING 6'-6", T/STUD 6'-4 1/2") -> 11/A09.27 (head 8'-6", metal stud box beam) -> 3/A09.25 (window jamb) -> 7/A09.26 (side canopy) -> 9/A09.27 (metal panel base) -> 4/A09.26 -> S2.20 -> 11/S5.10 -> S5.20 | w3
EXT-E1 | 5/8" glass mat sheathing - exterior face at base strip and canopy band (SF) | SF | 119.1 | DERIVADO | 5/A09.26, 9/A09.27, 12/A09.27 "5/8\" GLASS MAT SHEATHING" below T/BASE 0'-6"; 3/A09.26 & 7/A09.26 "SPRAY FOAM INSULATION ON 5/8\" GLASS-MAT SHEATHING" behind canopy | base (50.69-0.00) x 0.5 + canopy band 47.38 x 1.979 (B/STUD 10'-7 1/4" to T/STUD 12'-7") | A02.01 -> 1/A09.02 (EAST ELEVATION) -> D/A09.22 (Section D) -> 10/A09.27 (sill, B/OPENING 6'-6", T/STUD 6'-4 1/2") -> 11/A09.27 (head 8'-6", metal stud box beam) -> 3/A09.25 (window jamb) -> 7/A09.26 (side canopy) -> 9/A09.27 (metal panel base) -> 4/A09.26 -> S2.20 -> 11/S5.10 -> S5.20 | w3
EXT-E1 | 5/8" exterior gyp sheathing - parapet roof side (inboard face) (SF) | SF | 103.5 | DERIVADO | A09.21/22/23 parapet "5/8\" EXTERIOR GYPSUM SHEATHING" (roof side) | 50.69 x (17'-5" - B.O.D. 15'-4.5") | A02.01 -> 1/A09.02 (EAST ELEVATION) -> D/A09.22 (Section D) -> 10/A09.27 (sill, B/OPENING 6'-6", T/STUD 6'-4 1/2") -> 11/A09.27 (head 8'-6", metal stud box beam) -> 3/A09.25 (window jamb) -> 7/A09.26 (side canopy) -> 9/A09.27 (metal panel base) -> 4/A09.26 -> S2.20 -> 11/S5.10 -> S5.20 | w3
EXT-E1 | FRT plywood 3/4" - parapet top blocking under ACM coping (SF) | SF | 46.5 | DERIVADO | 4/A09.26 "3/4\" F.R.T. PLYWOOD BLOCKING AS REQUIRED" (8"+3" = 11" wall width) | 50.69 x 11" | A02.01 -> 1/A09.02 (EAST ELEVATION) -> D/A09.22 (Section D) -> 10/A09.27 (sill, B/OPENING 6'-6", T/STUD 6'-4 1/2") -> 11/A09.27 (head 8'-6", metal stud box beam) -> 3/A09.25 (window jamb) -> 7/A09.26 (side canopy) -> 9/A09.27 (metal panel base) -> 4/A09.26 -> S2.20 -> 11/S5.10 -> S5.20 | w3
EXT-E1 | 5/8" gypsum board regular (type not specified) - interior face of exterior wall, to deck (SF) | SF | 712.1 | DERIVADO | A09.21/22/23 "5/8\" GYP. BOARD @ PERIMETER EXTERIOR WALL TO DECK"; S2.20 B.O.D. | interior length 50.48 x 15'-4.5" (to deck) - openings 64.0 | A02.01 -> 1/A09.02 (EAST ELEVATION) -> D/A09.22 (Section D) -> 10/A09.27 (sill, B/OPENING 6'-6", T/STUD 6'-4 1/2") -> 11/A09.27 (head 8'-6", metal stud box beam) -> 3/A09.25 (window jamb) -> 7/A09.26 (side canopy) -> 9/A09.27 (metal panel base) -> 4/A09.26 -> S2.20 -> 11/S5.10 -> S5.20 | w3
EXT-E1 | 5/8" gypsum board regular - jamb/head/sill returns at exterior openings (SF) | SF | 40 | DERIVADO | 2/A09.26 & 11/A09.27 "GYPSUM BOARD JAMB RETURN BEYOND"; 3/A09.25 window jamb | opening perimeter (excl. HM door, frame wraps wall) x 6" return | A02.01 -> 1/A09.02 (EAST ELEVATION) -> D/A09.22 (Section D) -> 10/A09.27 (sill, B/OPENING 6'-6", T/STUD 6'-4 1/2") -> 11/A09.27 (head 8'-6", metal stud box beam) -> 3/A09.25 (window jamb) -> 7/A09.26 (side canopy) -> 9/A09.27 (metal panel base) -> 4/A09.26 -> S2.20 -> 11/S5.10 -> S5.20 | w3
EXT-E1 | casing bead (LF) | LF | 80 | DERIVADO | 2/A09.26, 10/A09.27, 11/A09.27 (board edge at frame) | opening perimeter (jambs+head+sill) | A02.01 -> 1/A09.02 (EAST ELEVATION) -> D/A09.22 (Section D) -> 10/A09.27 (sill, B/OPENING 6'-6", T/STUD 6'-4 1/2") -> 11/A09.27 (head 8'-6", metal stud box beam) -> 3/A09.25 (window jamb) -> 7/A09.26 (side canopy) -> 9/A09.27 (metal panel base) -> 4/A09.26 -> S2.20 -> 11/S5.10 -> S5.20 | w3
EXT-E1 | corner bead (LF) | LF | 80 | DERIVADO | return outside corner at interior face | #VALUE! | A02.01 -> 1/A09.02 (EAST ELEVATION) -> D/A09.22 (Section D) -> 10/A09.27 (sill, B/OPENING 6'-6", T/STUD 6'-4 1/2") -> 11/A09.27 (head 8'-6", metal stud box beam) -> 3/A09.25 (window jamb) -> 7/A09.26 (side canopy) -> 9/A09.27 (metal panel base) -> 4/A09.26 -> S2.20 -> 11/S5.10 -> S5.20 | w3
EXT-E1 | FRT plywood 3/4" - opening perimeter lining (head/jamb/sill) (SF) | SF | 40 | DERIVADO | 2/A09.26 "3/4\" FRT PLYWOOD"; 10/A09.27, 11/A09.27, 14/A09.27, 3/A09.25, 4/A09.25 "3/4\" FRT PLYWOOD" | opening perimeter 80.00 x 6" | A02.01 -> 1/A09.02 (EAST ELEVATION) -> D/A09.22 (Section D) -> 10/A09.27 (sill, B/OPENING 6'-6", T/STUD 6'-4 1/2") -> 11/A09.27 (head 8'-6", metal stud box beam) -> 3/A09.25 (window jamb) -> 7/A09.26 (side canopy) -> 9/A09.27 (metal panel base) -> 4/A09.26 -> S2.20 -> 11/S5.10 -> S5.20 | w3
EXT-E1 | acoustical sealant (LF) - sealant at base of gypsum board per 5/A09.26 | LF | 50.5 | DERIVADO | 5/A09.26 "SEALANT AT BASE OF GYPSUM" | 50.48 - floor openings 0.00 | A02.01 -> 1/A09.02 (EAST ELEVATION) -> D/A09.22 (Section D) -> 10/A09.27 (sill, B/OPENING 6'-6", T/STUD 6'-4 1/2") -> 11/A09.27 (head 8'-6", metal stud box beam) -> 3/A09.25 (window jamb) -> 7/A09.26 (side canopy) -> 9/A09.27 (metal panel base) -> 4/A09.26 -> S2.20 -> 11/S5.10 -> S5.20 | w3
EXT-E2 | 6" metal stud 600S162-54 (16ga) @ 16" O.C. (12" O.C. within 6' of building corners) (LF) | LF | 287.1 | DERIVADO | S1.11 LT GA note 5 "ALL OTHER EXTERIOR STUDS: 600S162-54 @ 16\" O.C." / "STUDS WITHIN 6 FT OF BUILDING CORNERS: 600S162-54 @ 12\" O.C."; height = B.O.D. per S2.20 | full-height studs = floor(303.0in/16)+1=19 + corner 12"OC zones 2 + three-stud corner 0 + partition intersections 1 - studs inside openings 0 + double jambs 0 = 22 x 13'-0.625" = 287.1 LF; cripples above heads 0 = 0.0 LF; cripples below sills 0 = 0.0 LF | A02.01 -> 1/A09.02 -> E/A09.22 (Section E, T/STEEL 12'-11 1/8") -> 12/A09.27 (stucco base) -> 4/A09.26 -> S2.20 (B.O.D. 13'-0 5/8" @B / 12'-6 3/8" @A) -> 9/S5.10 (roof step @ B) -> 11/S5.10 -> S5.20 | w3
EXT-E2 | 6" parapet stud 600S162-54 (16ga) @ 16" O.C. parapet infill (LF) | LF | 135.3 | DERIVADO | 11/S5.10 "PARAPET WALL INFILL FRAMING TO BE 600S162-54 @ 16\" W/ 600T125-54 TOP & BOT." + "ONE STUD EA. SIDE OF EA. POST - 5'-0\" O.C. MAX" | (floor(303.0/16)+1=19 + 2 x 6 HSS posts @5'-0" max) = 31 studs x parapet height (T/STUD 17'-5" - B.O.D. 13'-0.625" = 4'-4.375") | A02.01 -> 1/A09.02 -> E/A09.22 (Section E, T/STEEL 12'-11 1/8") -> 12/A09.27 (stucco base) -> 4/A09.26 -> S2.20 (B.O.D. 13'-0 5/8" @B / 12'-6 3/8" @A) -> 9/S5.10 (roof step @ B) -> 11/S5.10 -> S5.20 | w3
EXT-E2 | bottom track 600T125-33 (6" 20ga) (LF) | LF | 25.2 | DERIVADO | 7/S5.20 METAL STUD SCHEDULE "600T125-33 ... BOTTOM TRACK CONT. EXTERIOR" | 25.25 - floor openings 0.00 | A02.01 -> 1/A09.02 -> E/A09.22 (Section E, T/STEEL 12'-11 1/8") -> 12/A09.27 (stucco base) -> 4/A09.26 -> S2.20 (B.O.D. 13'-0 5/8" @B / 12'-6 3/8" @A) -> 9/S5.10 (roof step @ B) -> 11/S5.10 -> S5.20 | w3
EXT-E2 | top deflection slip track 600T200-97 (6" x 2" leg, 12ga) (LF) | LF | 25.2 | DERIVADO | 7/S5.20 "600T200-97 ... TOP TRACK CONT." + 10/S5.10 "DEFLECTION TRACK PER LT GA MFR" | run length 25.25 at B.O.D./perimeter beam | A02.01 -> 1/A09.02 -> E/A09.22 (Section E, T/STEEL 12'-11 1/8") -> 12/A09.27 (stucco base) -> 4/A09.26 -> S2.20 (B.O.D. 13'-0 5/8" @B / 12'-6 3/8" @A) -> 9/S5.10 (roof step @ B) -> 11/S5.10 -> S5.20 | w3
EXT-E2 | bottom track 600T125-54 (6" 16ga) parapet infill (LF) | LF | 25.2 | DERIVADO | 11/S5.10 "600T125-54 TOP & BOT." | run length 25.25 | A02.01 -> 1/A09.02 -> E/A09.22 (Section E, T/STEEL 12'-11 1/8") -> 12/A09.27 (stucco base) -> 4/A09.26 -> S2.20 (B.O.D. 13'-0 5/8" @B / 12'-6 3/8" @A) -> 9/S5.10 (roof step @ B) -> 11/S5.10 -> S5.20 | w3
EXT-E2 | top track fixed 600T125-54 (6" 16ga) parapet infill (LF) | LF | 25.2 | DERIVADO | 11/S5.10 "600T125-54 TOP & BOT." | run length 25.25 at T/STUD 17'-5" | A02.01 -> 1/A09.02 -> E/A09.22 (Section E, T/STEEL 12'-11 1/8") -> 12/A09.27 (stucco base) -> 4/A09.26 -> S2.20 (B.O.D. 13'-0 5/8" @B / 12'-6 3/8" @A) -> 9/S5.10 (roof step @ B) -> 11/S5.10 -> S5.20 | w3
EXT-E2 | bracing C.R. channel 1-1/2" @ 48" O.C. (bridging thru stud webs) (LF) | LF | 101 | DERIVADO | S5.20 detail 1-F "1 1/2\" C.R. CHANNEL @ 48\" O.C." | 3 rows x 25.25 - rows cut by openings 0.00 + parapet rows 1 x 25.25 | A02.01 -> 1/A09.02 -> E/A09.22 (Section E, T/STEEL 12'-11 1/8") -> 12/A09.27 (stucco base) -> 4/A09.26 -> S2.20 (B.O.D. 13'-0 5/8" @B / 12'-6 3/8" @A) -> 9/S5.10 (roof step @ B) -> 11/S5.10 -> S5.20 | w3
EXT-E2 | FRT plywood 5/8" bonded to 2-1/2" polyiso insulation - exterior sheathing/insulation system (SF) | SF | 427.1 | DERIVADO | A09.21/22/23 "SHEATHING/INSULATION SYSTEM: 5/8\" FRT PLYWOOD BONDED TO 2 1/2\" POLYISO INSULATION"; 5/A09.26 T/BASE 0'-6" | 25.25 x (T/STUD 17'-5" - T/BASE 0'-6") - openings 0.0 - canopy band 0.00 x 1.979 | A02.01 -> 1/A09.02 -> E/A09.22 (Section E, T/STEEL 12'-11 1/8") -> 12/A09.27 (stucco base) -> 4/A09.26 -> S2.20 (B.O.D. 13'-0 5/8" @B / 12'-6 3/8" @A) -> 9/S5.10 (roof step @ B) -> 11/S5.10 -> S5.20 | w3
EXT-E2 | 5/8" glass mat sheathing - exterior face at base strip and canopy band (SF) | SF | 12.6 | DERIVADO | 5/A09.26, 9/A09.27, 12/A09.27 "5/8\" GLASS MAT SHEATHING" below T/BASE 0'-6"; 3/A09.26 & 7/A09.26 "SPRAY FOAM INSULATION ON 5/8\" GLASS-MAT SHEATHING" behind canopy | base (25.25-0.00) x 0.5 + canopy band 0.00 x 1.979 (B/STUD 10'-7 1/4" to T/STUD 12'-7") | A02.01 -> 1/A09.02 -> E/A09.22 (Section E, T/STEEL 12'-11 1/8") -> 12/A09.27 (stucco base) -> 4/A09.26 -> S2.20 (B.O.D. 13'-0 5/8" @B / 12'-6 3/8" @A) -> 9/S5.10 (roof step @ B) -> 11/S5.10 -> S5.20 | w3
EXT-E2 | 5/8" exterior gyp sheathing - parapet roof side (inboard face) (SF) | SF | 110.2 | DERIVADO | A09.21/22/23 parapet "5/8\" EXTERIOR GYPSUM SHEATHING" (roof side) | 25.25 x (17'-5" - B.O.D. 13'-0.625") | A02.01 -> 1/A09.02 -> E/A09.22 (Section E, T/STEEL 12'-11 1/8") -> 12/A09.27 (stucco base) -> 4/A09.26 -> S2.20 (B.O.D. 13'-0 5/8" @B / 12'-6 3/8" @A) -> 9/S5.10 (roof step @ B) -> 11/S5.10 -> S5.20 | w3
EXT-E2 | FRT plywood 3/4" - parapet top blocking under ACM coping (SF) | SF | 23.1 | DERIVADO | 4/A09.26 "3/4\" F.R.T. PLYWOOD BLOCKING AS REQUIRED" (8"+3" = 11" wall width) | 25.25 x 11" | A02.01 -> 1/A09.02 -> E/A09.22 (Section E, T/STEEL 12'-11 1/8") -> 12/A09.27 (stucco base) -> 4/A09.26 -> S2.20 (B.O.D. 13'-0 5/8" @B / 12'-6 3/8" @A) -> 9/S5.10 (roof step @ B) -> 11/S5.10 -> S5.20 | w3
EXT-E2 | 5/8" gypsum board regular (type not specified) - interior face of exterior wall, to deck (SF) | SF | 324.4 | DERIVADO | A09.21/22/23 "5/8\" GYP. BOARD @ PERIMETER EXTERIOR WALL TO DECK"; S2.20 B.O.D. | interior length 24.85 x 13'-0.625" (to deck) - openings 0.0 | A02.01 -> 1/A09.02 -> E/A09.22 (Section E, T/STEEL 12'-11 1/8") -> 12/A09.27 (stucco base) -> 4/A09.26 -> S2.20 (B.O.D. 13'-0 5/8" @B / 12'-6 3/8" @A) -> 9/S5.10 (roof step @ B) -> 11/S5.10 -> S5.20 | w3
EXT-E2 | acoustical sealant (LF) - sealant at base of gypsum board per 5/A09.26 | LF | 24.9 | DERIVADO | 5/A09.26 "SEALANT AT BASE OF GYPSUM" | 24.85 - floor openings 0.00 | A02.01 -> 1/A09.02 -> E/A09.22 (Section E, T/STEEL 12'-11 1/8") -> 12/A09.27 (stucco base) -> 4/A09.26 -> S2.20 (B.O.D. 13'-0 5/8" @B / 12'-6 3/8" @A) -> 9/S5.10 (roof step @ B) -> 11/S5.10 -> S5.20 | w3
EXT-S1 | 6" metal stud 600S162-54 (16ga) @ 16" O.C. (12" O.C. within 6' of building corners) (LF) | LF | 683.9 | DERIVADO | S1.11 LT GA note 5 "ALL OTHER EXTERIOR STUDS: 600S162-54 @ 16\" O.C." / "STUDS WITHIN 6 FT OF BUILDING CORNERS: 600S162-54 @ 12\" O.C."; height = B.O.D. per S2.20 | full-height studs = floor(628.0in/16)+1=40 + corner 12"OC zones 4 + three-stud corner 4 + partition intersections 4 - studs inside openings 2 + double jambs 4 = 54 x 12'-6.375" = 676.7 LF; cripples above heads 2 = 7.2 LF; cripples below sills 0 = 0.0 LF | A02.01 -> 2/A09.02 (titled NORTH ELEVATION, is the SOUTH facade) -> F/A09.22 (Section F, T/STUD LP 17'-5", T/STEEL 12'-6 3/8") -> 14/A09.27 (HM door head 8'-2") -> 13/A09.27 -> 7/A09.26 (side canopy) -> 12/A09.27 -> S2.20 (B.O.D. 12'-6 3/8" @ A; canopy C10x15.3) -> 13/S5.10 -> 11/S5.10 -> S5.20 | w3
EXT-S1 | 6" parapet stud 600S162-54 (16ga) @ 16" O.C. parapet infill (LF) | LF | 302.9 | DERIVADO | 11/S5.10 "PARAPET WALL INFILL FRAMING TO BE 600S162-54 @ 16\" W/ 600T125-54 TOP & BOT." + "ONE STUD EA. SIDE OF EA. POST - 5'-0\" O.C. MAX" | (floor(628.0/16)+1=40 + 2 x 11 HSS posts @5'-0" max) = 62 studs x parapet height (T/STUD 17'-5" - B.O.D. 12'-6.375" = 4'-10.625") | A02.01 -> 2/A09.02 (titled NORTH ELEVATION, is the SOUTH facade) -> F/A09.22 (Section F, T/STUD LP 17'-5", T/STEEL 12'-6 3/8") -> 14/A09.27 (HM door head 8'-2") -> 13/A09.27 -> 7/A09.26 (side canopy) -> 12/A09.27 -> S2.20 (B.O.D. 12'-6 3/8" @ A; canopy C10x15.3) -> 13/S5.10 -> 11/S5.10 -> S5.20 | w3
EXT-S1 | bottom track 600T125-33 (6" 20ga) (LF) | LF | 49 | DERIVADO | 7/S5.20 METAL STUD SCHEDULE "600T125-33 ... BOTTOM TRACK CONT. EXTERIOR" | 52.33 - floor openings 3.33 | A02.01 -> 2/A09.02 (titled NORTH ELEVATION, is the SOUTH facade) -> F/A09.22 (Section F, T/STUD LP 17'-5", T/STEEL 12'-6 3/8") -> 14/A09.27 (HM door head 8'-2") -> 13/A09.27 -> 7/A09.26 (side canopy) -> 12/A09.27 -> S2.20 (B.O.D. 12'-6 3/8" @ A; canopy C10x15.3) -> 13/S5.10 -> 11/S5.10 -> S5.20 | w3
EXT-S1 | top deflection slip track 600T200-97 (6" x 2" leg, 12ga) (LF) | LF | 52.3 | DERIVADO | 7/S5.20 "600T200-97 ... TOP TRACK CONT." + 10/S5.10 "DEFLECTION TRACK PER LT GA MFR" | run length 52.33 at B.O.D./perimeter beam | A02.01 -> 2/A09.02 (titled NORTH ELEVATION, is the SOUTH facade) -> F/A09.22 (Section F, T/STUD LP 17'-5", T/STEEL 12'-6 3/8") -> 14/A09.27 (HM door head 8'-2") -> 13/A09.27 -> 7/A09.26 (side canopy) -> 12/A09.27 -> S2.20 (B.O.D. 12'-6 3/8" @ A; canopy C10x15.3) -> 13/S5.10 -> 11/S5.10 -> S5.20 | w3
EXT-S1 | bottom track 600T125-54 (6" 16ga) parapet infill (LF) | LF | 52.3 | DERIVADO | 11/S5.10 "600T125-54 TOP & BOT." | run length 52.33 | A02.01 -> 2/A09.02 (titled NORTH ELEVATION, is the SOUTH facade) -> F/A09.22 (Section F, T/STUD LP 17'-5", T/STEEL 12'-6 3/8") -> 14/A09.27 (HM door head 8'-2") -> 13/A09.27 -> 7/A09.26 (side canopy) -> 12/A09.27 -> S2.20 (B.O.D. 12'-6 3/8" @ A; canopy C10x15.3) -> 13/S5.10 -> 11/S5.10 -> S5.20 | w3
EXT-S1 | top track fixed 600T125-54 (6" 16ga) parapet infill (LF) | LF | 52.3 | DERIVADO | 11/S5.10 "600T125-54 TOP & BOT." | run length 52.33 at T/STUD 17'-5" | A02.01 -> 2/A09.02 (titled NORTH ELEVATION, is the SOUTH facade) -> F/A09.22 (Section F, T/STUD LP 17'-5", T/STEEL 12'-6 3/8") -> 14/A09.27 (HM door head 8'-2") -> 13/A09.27 -> 7/A09.26 (side canopy) -> 12/A09.27 -> S2.20 (B.O.D. 12'-6 3/8" @ A; canopy C10x15.3) -> 13/S5.10 -> 11/S5.10 -> S5.20 | w3
EXT-S1 | sill track / head track 600T125-54 at openings (LF) | LF | 3.3 | DERIVADO | 2/S5.20 "HEAD TRACK (DOUBLE TRACK @ OPNG > 4'-0\")", "INVERT DETAIL FOR SILL CONDITION" | head track 3.33 + sill track 0.00 | A02.01 -> 2/A09.02 (titled NORTH ELEVATION, is the SOUTH facade) -> F/A09.22 (Section F, T/STUD LP 17'-5", T/STEEL 12'-6 3/8") -> 14/A09.27 (HM door head 8'-2") -> 13/A09.27 -> 7/A09.26 (side canopy) -> 12/A09.27 -> S2.20 (B.O.D. 12'-6 3/8" @ A; canopy C10x15.3) -> 13/S5.10 -> 11/S5.10 -> S5.20 | w3
EXT-S1 | header / box beam 2-600S162-54 metal stud box beam (LF) | LF | 3.8 | DERIVADO | 11/A09.27 & 14/A09.27 "METAL STUD BOX BEAM AS REQUIRED. PACK W/ BATT INSULATION" (size not given - RFI-w3-01) | sum (R.O. width + 6" bearing) over window/door openings | A02.01 -> 2/A09.02 (titled NORTH ELEVATION, is the SOUTH facade) -> F/A09.22 (Section F, T/STUD LP 17'-5", T/STEEL 12'-6 3/8") -> 14/A09.27 (HM door head 8'-2") -> 13/A09.27 -> 7/A09.26 (side canopy) -> 12/A09.27 -> S2.20 (B.O.D. 12'-6 3/8" @ A; canopy C10x15.3) -> 13/S5.10 -> 11/S5.10 -> S5.20 | w3
EXT-S1 | bracing C.R. channel 1-1/2" @ 48" O.C. (bridging thru stud webs) (LF) | LF | 202.7 | DERIVADO | S5.20 detail 1-F "1 1/2\" C.R. CHANNEL @ 48\" O.C." | 3 rows x 52.33 - rows cut by openings 6.67 + parapet rows 1 x 52.33 | A02.01 -> 2/A09.02 (titled NORTH ELEVATION, is the SOUTH facade) -> F/A09.22 (Section F, T/STUD LP 17'-5", T/STEEL 12'-6 3/8") -> 14/A09.27 (HM door head 8'-2") -> 13/A09.27 -> 7/A09.26 (side canopy) -> 12/A09.27 -> S2.20 (B.O.D. 12'-6 3/8" @ A; canopy C10x15.3) -> 13/S5.10 -> 11/S5.10 -> S5.20 | w3
EXT-S1 | FRT plywood 5/8" bonded to 2-1/2" polyiso insulation - exterior sheathing/insulation system (SF) | SF | 814.2 | DERIVADO | A09.21/22/23 "SHEATHING/INSULATION SYSTEM: 5/8\" FRT PLYWOOD BONDED TO 2 1/2\" POLYISO INSULATION"; 5/A09.26 T/BASE 0'-6" | 52.33 x (T/STUD 17'-5" - T/BASE 0'-6") - openings 25.6 - canopy band 23.00 x 1.979 | A02.01 -> 2/A09.02 (titled NORTH ELEVATION, is the SOUTH facade) -> F/A09.22 (Section F, T/STUD LP 17'-5", T/STEEL 12'-6 3/8") -> 14/A09.27 (HM door head 8'-2") -> 13/A09.27 -> 7/A09.26 (side canopy) -> 12/A09.27 -> S2.20 (B.O.D. 12'-6 3/8" @ A; canopy C10x15.3) -> 13/S5.10 -> 11/S5.10 -> S5.20 | w3
EXT-S1 | 5/8" glass mat sheathing - exterior face at base strip and canopy band (SF) | SF | 70 | DERIVADO | 5/A09.26, 9/A09.27, 12/A09.27 "5/8\" GLASS MAT SHEATHING" below T/BASE 0'-6"; 3/A09.26 & 7/A09.26 "SPRAY FOAM INSULATION ON 5/8\" GLASS-MAT SHEATHING" behind canopy | base (52.33-3.33) x 0.5 + canopy band 23.00 x 1.979 (B/STUD 10'-7 1/4" to T/STUD 12'-7") | A02.01 -> 2/A09.02 (titled NORTH ELEVATION, is the SOUTH facade) -> F/A09.22 (Section F, T/STUD LP 17'-5", T/STEEL 12'-6 3/8") -> 14/A09.27 (HM door head 8'-2") -> 13/A09.27 -> 7/A09.26 (side canopy) -> 12/A09.27 -> S2.20 (B.O.D. 12'-6 3/8" @ A; canopy C10x15.3) -> 13/S5.10 -> 11/S5.10 -> S5.20 | w3
EXT-S1 | 5/8" exterior gyp sheathing - parapet roof side (inboard face) (SF) | SF | 255.7 | DERIVADO | A09.21/22/23 parapet "5/8\" EXTERIOR GYPSUM SHEATHING" (roof side) | 52.33 x (17'-5" - B.O.D. 12'-6.375") | A02.01 -> 2/A09.02 (titled NORTH ELEVATION, is the SOUTH facade) -> F/A09.22 (Section F, T/STUD LP 17'-5", T/STEEL 12'-6 3/8") -> 14/A09.27 (HM door head 8'-2") -> 13/A09.27 -> 7/A09.26 (side canopy) -> 12/A09.27 -> S2.20 (B.O.D. 12'-6 3/8" @ A; canopy C10x15.3) -> 13/S5.10 -> 11/S5.10 -> S5.20 | w3
EXT-S1 | FRT plywood 3/4" - parapet top blocking under ACM coping (SF) | SF | 48 | DERIVADO | 4/A09.26 "3/4\" F.R.T. PLYWOOD BLOCKING AS REQUIRED" (8"+3" = 11" wall width) | 52.33 x 11" | A02.01 -> 2/A09.02 (titled NORTH ELEVATION, is the SOUTH facade) -> F/A09.22 (Section F, T/STUD LP 17'-5", T/STEEL 12'-6 3/8") -> 14/A09.27 (HM door head 8'-2") -> 13/A09.27 -> 7/A09.26 (side canopy) -> 12/A09.27 -> S2.20 (B.O.D. 12'-6 3/8" @ A; canopy C10x15.3) -> 13/S5.10 -> 11/S5.10 -> S5.20 | w3
EXT-S1 | 5/8" gypsum board regular (type not specified) - interior face of exterior wall, to deck (SF) | SF | 621 | DERIVADO | A09.21/22/23 "5/8\" GYP. BOARD @ PERIMETER EXTERIOR WALL TO DECK"; S2.20 B.O.D. | interior length 51.73 x 12'-6.375" (to deck) - openings 27.2 | A02.01 -> 2/A09.02 (titled NORTH ELEVATION, is the SOUTH facade) -> F/A09.22 (Section F, T/STUD LP 17'-5", T/STEEL 12'-6 3/8") -> 14/A09.27 (HM door head 8'-2") -> 13/A09.27 -> 7/A09.26 (side canopy) -> 12/A09.27 -> S2.20 (B.O.D. 12'-6 3/8" @ A; canopy C10x15.3) -> 13/S5.10 -> 11/S5.10 -> S5.20 | w3
EXT-S1 | FRT plywood 3/4" - opening perimeter lining (head/jamb/sill) (SF) | SF | 9.8 | DERIVADO | 2/A09.26 "3/4\" FRT PLYWOOD"; 10/A09.27, 11/A09.27, 14/A09.27, 3/A09.25, 4/A09.25 "3/4\" FRT PLYWOOD" | opening perimeter 19.67 x 6" | A02.01 -> 2/A09.02 (titled NORTH ELEVATION, is the SOUTH facade) -> F/A09.22 (Section F, T/STUD LP 17'-5", T/STEEL 12'-6 3/8") -> 14/A09.27 (HM door head 8'-2") -> 13/A09.27 -> 7/A09.26 (side canopy) -> 12/A09.27 -> S2.20 (B.O.D. 12'-6 3/8" @ A; canopy C10x15.3) -> 13/S5.10 -> 11/S5.10 -> S5.20 | w3
EXT-S1 | acoustical sealant (LF) - sealant at base of gypsum board per 5/A09.26 | LF | 48.4 | DERIVADO | 5/A09.26 "SEALANT AT BASE OF GYPSUM" | 51.73 - floor openings 3.33 | A02.01 -> 2/A09.02 (titled NORTH ELEVATION, is the SOUTH facade) -> F/A09.22 (Section F, T/STUD LP 17'-5", T/STEEL 12'-6 3/8") -> 14/A09.27 (HM door head 8'-2") -> 13/A09.27 -> 7/A09.26 (side canopy) -> 12/A09.27 -> S2.20 (B.O.D. 12'-6 3/8" @ A; canopy C10x15.3) -> 13/S5.10 -> 11/S5.10 -> S5.20 | w3
EXT-W1 | 6" metal stud 600S162-54 (16ga) @ 16" O.C. (12" O.C. within 6' of building corners) (LF) | LF | 313.2 | DERIVADO | S1.11 LT GA note 5 "ALL OTHER EXTERIOR STUDS: 600S162-54 @ 16\" O.C." / "STUDS WITHIN 6 FT OF BUILDING CORNERS: 600S162-54 @ 12\" O.C."; height = B.O.D. per S2.20 | full-height studs = floor(303.0in/16)+1=19 + corner 12"OC zones 2 + three-stud corner 0 + partition intersections 3 - studs inside openings 0 + double jambs 0 = 24 x 13'-0.625" = 313.2 LF; cripples above heads 0 = 0.0 LF; cripples below sills 0 = 0.0 LF | A02.01 -> 2/A09.01 (WEST ELEVATION) -> 12/A09.27 (stucco base) -> 4/A09.26 -> 1/A08.01 (enlarged restrooms) -> S2.20 -> 11/S5.10 -> S5.20 | w3
EXT-W1 | 6" parapet stud 600S162-54 (16ga) @ 16" O.C. parapet infill (LF) | LF | 135.3 | DERIVADO | 11/S5.10 "PARAPET WALL INFILL FRAMING TO BE 600S162-54 @ 16\" W/ 600T125-54 TOP & BOT." + "ONE STUD EA. SIDE OF EA. POST - 5'-0\" O.C. MAX" | (floor(303.0/16)+1=19 + 2 x 6 HSS posts @5'-0" max) = 31 studs x parapet height (T/STUD 17'-5" - B.O.D. 13'-0.625" = 4'-4.375") | A02.01 -> 2/A09.01 (WEST ELEVATION) -> 12/A09.27 (stucco base) -> 4/A09.26 -> 1/A08.01 (enlarged restrooms) -> S2.20 -> 11/S5.10 -> S5.20 | w3
EXT-W1 | bottom track 600T125-33 (6" 20ga) (LF) | LF | 25.2 | DERIVADO | 7/S5.20 METAL STUD SCHEDULE "600T125-33 ... BOTTOM TRACK CONT. EXTERIOR" | 25.25 - floor openings 0.00 | A02.01 -> 2/A09.01 (WEST ELEVATION) -> 12/A09.27 (stucco base) -> 4/A09.26 -> 1/A08.01 (enlarged restrooms) -> S2.20 -> 11/S5.10 -> S5.20 | w3
EXT-W1 | top deflection slip track 600T200-97 (6" x 2" leg, 12ga) (LF) | LF | 25.2 | DERIVADO | 7/S5.20 "600T200-97 ... TOP TRACK CONT." + 10/S5.10 "DEFLECTION TRACK PER LT GA MFR" | run length 25.25 at B.O.D./perimeter beam | A02.01 -> 2/A09.01 (WEST ELEVATION) -> 12/A09.27 (stucco base) -> 4/A09.26 -> 1/A08.01 (enlarged restrooms) -> S2.20 -> 11/S5.10 -> S5.20 | w3
EXT-W1 | bottom track 600T125-54 (6" 16ga) parapet infill (LF) | LF | 25.2 | DERIVADO | 11/S5.10 "600T125-54 TOP & BOT." | run length 25.25 | A02.01 -> 2/A09.01 (WEST ELEVATION) -> 12/A09.27 (stucco base) -> 4/A09.26 -> 1/A08.01 (enlarged restrooms) -> S2.20 -> 11/S5.10 -> S5.20 | w3
EXT-W1 | top track fixed 600T125-54 (6" 16ga) parapet infill (LF) | LF | 25.2 | DERIVADO | 11/S5.10 "600T125-54 TOP & BOT." | run length 25.25 at T/STUD 17'-5" | A02.01 -> 2/A09.01 (WEST ELEVATION) -> 12/A09.27 (stucco base) -> 4/A09.26 -> 1/A08.01 (enlarged restrooms) -> S2.20 -> 11/S5.10 -> S5.20 | w3
EXT-W1 | bracing C.R. channel 1-1/2" @ 48" O.C. (bridging thru stud webs) (LF) | LF | 101 | DERIVADO | S5.20 detail 1-F "1 1/2\" C.R. CHANNEL @ 48\" O.C." | 3 rows x 25.25 - rows cut by openings 0.00 + parapet rows 1 x 25.25 | A02.01 -> 2/A09.01 (WEST ELEVATION) -> 12/A09.27 (stucco base) -> 4/A09.26 -> 1/A08.01 (enlarged restrooms) -> S2.20 -> 11/S5.10 -> S5.20 | w3
EXT-W1 | FRT plywood 5/8" bonded to 2-1/2" polyiso insulation - exterior sheathing/insulation system (SF) | SF | 427.1 | DERIVADO | A09.21/22/23 "SHEATHING/INSULATION SYSTEM: 5/8\" FRT PLYWOOD BONDED TO 2 1/2\" POLYISO INSULATION"; 5/A09.26 T/BASE 0'-6" | 25.25 x (T/STUD 17'-5" - T/BASE 0'-6") - openings 0.0 - canopy band 0.00 x 1.979 | A02.01 -> 2/A09.01 (WEST ELEVATION) -> 12/A09.27 (stucco base) -> 4/A09.26 -> 1/A08.01 (enlarged restrooms) -> S2.20 -> 11/S5.10 -> S5.20 | w3
EXT-W1 | 5/8" glass mat sheathing - exterior face at base strip and canopy band (SF) | SF | 12.6 | DERIVADO | 5/A09.26, 9/A09.27, 12/A09.27 "5/8\" GLASS MAT SHEATHING" below T/BASE 0'-6"; 3/A09.26 & 7/A09.26 "SPRAY FOAM INSULATION ON 5/8\" GLASS-MAT SHEATHING" behind canopy | base (25.25-0.00) x 0.5 + canopy band 0.00 x 1.979 (B/STUD 10'-7 1/4" to T/STUD 12'-7") | A02.01 -> 2/A09.01 (WEST ELEVATION) -> 12/A09.27 (stucco base) -> 4/A09.26 -> 1/A08.01 (enlarged restrooms) -> S2.20 -> 11/S5.10 -> S5.20 | w3
EXT-W1 | 5/8" exterior gyp sheathing - parapet roof side (inboard face) (SF) | SF | 110.2 | DERIVADO | A09.21/22/23 parapet "5/8\" EXTERIOR GYPSUM SHEATHING" (roof side) | 25.25 x (17'-5" - B.O.D. 13'-0.625") | A02.01 -> 2/A09.01 (WEST ELEVATION) -> 12/A09.27 (stucco base) -> 4/A09.26 -> 1/A08.01 (enlarged restrooms) -> S2.20 -> 11/S5.10 -> S5.20 | w3
EXT-W1 | FRT plywood 3/4" - parapet top blocking under ACM coping (SF) | SF | 23.1 | DERIVADO | 4/A09.26 "3/4\" F.R.T. PLYWOOD BLOCKING AS REQUIRED" (8"+3" = 11" wall width) | 25.25 x 11" | A02.01 -> 2/A09.01 (WEST ELEVATION) -> 12/A09.27 (stucco base) -> 4/A09.26 -> 1/A08.01 (enlarged restrooms) -> S2.20 -> 11/S5.10 -> S5.20 | w3
EXT-W1 | 5/8" gypsum board regular (type not specified) - interior face of exterior wall, to deck (SF) | SF | 324.4 | DERIVADO | A09.21/22/23 "5/8\" GYP. BOARD @ PERIMETER EXTERIOR WALL TO DECK"; S2.20 B.O.D. | interior length 24.85 x 13'-0.625" (to deck) - openings 0.0 | A02.01 -> 2/A09.01 (WEST ELEVATION) -> 12/A09.27 (stucco base) -> 4/A09.26 -> 1/A08.01 (enlarged restrooms) -> S2.20 -> 11/S5.10 -> S5.20 | w3
EXT-W1 | acoustical sealant (LF) - sealant at base of gypsum board per 5/A09.26 | LF | 24.9 | DERIVADO | 5/A09.26 "SEALANT AT BASE OF GYPSUM" | 24.85 - floor openings 0.00 | A02.01 -> 2/A09.01 (WEST ELEVATION) -> 12/A09.27 (stucco base) -> 4/A09.26 -> 1/A08.01 (enlarged restrooms) -> S2.20 -> 11/S5.10 -> S5.20 | w3
EXT-W2 | 6" metal stud 600S162-54 (16ga) @ 16" O.C. (12" O.C. within 6' of building corners) (LF) | LF | 457.5 | DERIVADO | S1.11 LT GA note 5 "ALL OTHER EXTERIOR STUDS: 600S162-54 @ 16\" O.C." / "STUDS WITHIN 6 FT OF BUILDING CORNERS: 600S162-54 @ 12\" O.C."; height = B.O.D. per S2.20 | full-height studs = floor(272.1in/16)+1=18 + corner 12"OC zones 2 + three-stud corner 2 + partition intersections 2 - studs inside openings 12 + double jambs 8 = 20 x 15'-4.5" = 307.5 LF; cripples above heads 12 = 73.5 LF; cripples below sills 12 = 76.5 LF | A02.01 -> H/A09.23 (Section H, T.O. PARAPET 1 17'-9", T/STEEL 15'-4 1/2", B/GLAZING 6'-6", T/GLAZING 8'-6") -> 10/A09.27, 11/A09.27 -> 3/A09.25 -> 15/A09.27 (drive up canopy) -> 9/A09.27 -> 4/A09.26 -> S2.20 -> 11/S5.10 -> S5.20 | w3
EXT-W2 | 6" parapet stud 600S162-54 (16ga) @ 16" O.C. parapet infill (LF) | LF | 57.2 | DERIVADO | 11/S5.10 "PARAPET WALL INFILL FRAMING TO BE 600S162-54 @ 16\" W/ 600T125-54 TOP & BOT." + "ONE STUD EA. SIDE OF EA. POST - 5'-0\" O.C. MAX" | (floor(272.1/16)+1=18 + 2 x 5 HSS posts @5'-0" max) = 28 studs x parapet height (T/STUD 17'-5" - B.O.D. 15'-4.5" = 2'-0.5") | A02.01 -> H/A09.23 (Section H, T.O. PARAPET 1 17'-9", T/STEEL 15'-4 1/2", B/GLAZING 6'-6", T/GLAZING 8'-6") -> 10/A09.27, 11/A09.27 -> 3/A09.25 -> 15/A09.27 (drive up canopy) -> 9/A09.27 -> 4/A09.26 -> S2.20 -> 11/S5.10 -> S5.20 | w3
EXT-W2 | bottom track 600T125-33 (6" 20ga) (LF) | LF | 22.7 | DERIVADO | 7/S5.20 METAL STUD SCHEDULE "600T125-33 ... BOTTOM TRACK CONT. EXTERIOR" | 22.68 - floor openings 0.00 | A02.01 -> H/A09.23 (Section H, T.O. PARAPET 1 17'-9", T/STEEL 15'-4 1/2", B/GLAZING 6'-6", T/GLAZING 8'-6") -> 10/A09.27, 11/A09.27 -> 3/A09.25 -> 15/A09.27 (drive up canopy) -> 9/A09.27 -> 4/A09.26 -> S2.20 -> 11/S5.10 -> S5.20 | w3
EXT-W2 | top deflection slip track 600T200-97 (6" x 2" leg, 12ga) (LF) | LF | 22.7 | DERIVADO | 7/S5.20 "600T200-97 ... TOP TRACK CONT." + 10/S5.10 "DEFLECTION TRACK PER LT GA MFR" | run length 22.68 at B.O.D./perimeter beam | A02.01 -> H/A09.23 (Section H, T.O. PARAPET 1 17'-9", T/STEEL 15'-4 1/2", B/GLAZING 6'-6", T/GLAZING 8'-6") -> 10/A09.27, 11/A09.27 -> 3/A09.25 -> 15/A09.27 (drive up canopy) -> 9/A09.27 -> 4/A09.26 -> S2.20 -> 11/S5.10 -> S5.20 | w3
EXT-W2 | bottom track 600T125-54 (6" 16ga) parapet infill (LF) | LF | 22.7 | DERIVADO | 11/S5.10 "600T125-54 TOP & BOT." | run length 22.68 | A02.01 -> H/A09.23 (Section H, T.O. PARAPET 1 17'-9", T/STEEL 15'-4 1/2", B/GLAZING 6'-6", T/GLAZING 8'-6") -> 10/A09.27, 11/A09.27 -> 3/A09.25 -> 15/A09.27 (drive up canopy) -> 9/A09.27 -> 4/A09.26 -> S2.20 -> 11/S5.10 -> S5.20 | w3
EXT-W2 | top track fixed 600T125-54 (6" 16ga) parapet infill (LF) | LF | 22.7 | DERIVADO | 11/S5.10 "600T125-54 TOP & BOT." | run length 22.68 at T/STUD 17'-5" | A02.01 -> H/A09.23 (Section H, T.O. PARAPET 1 17'-9", T/STEEL 15'-4 1/2", B/GLAZING 6'-6", T/GLAZING 8'-6") -> 10/A09.27, 11/A09.27 -> 3/A09.25 -> 15/A09.27 (drive up canopy) -> 9/A09.27 -> 4/A09.26 -> S2.20 -> 11/S5.10 -> S5.20 | w3
EXT-W2 | sill track / head track 600T125-54 at openings (LF) | LF | 48 | DERIVADO | 2/S5.20 "HEAD TRACK (DOUBLE TRACK @ OPNG > 4'-0\")", "INVERT DETAIL FOR SILL CONDITION" | head track 32.00 + sill track 16.00 | A02.01 -> H/A09.23 (Section H, T.O. PARAPET 1 17'-9", T/STEEL 15'-4 1/2", B/GLAZING 6'-6", T/GLAZING 8'-6") -> 10/A09.27, 11/A09.27 -> 3/A09.25 -> 15/A09.27 (drive up canopy) -> 9/A09.27 -> 4/A09.26 -> S2.20 -> 11/S5.10 -> S5.20 | w3
EXT-W2 | header / box beam 2-600S162-54 metal stud box beam (LF) | LF | 17 | DERIVADO | 11/A09.27 & 14/A09.27 "METAL STUD BOX BEAM AS REQUIRED. PACK W/ BATT INSULATION" (size not given - RFI-w3-01) | sum (R.O. width + 6" bearing) over window/door openings | A02.01 -> H/A09.23 (Section H, T.O. PARAPET 1 17'-9", T/STEEL 15'-4 1/2", B/GLAZING 6'-6", T/GLAZING 8'-6") -> 10/A09.27, 11/A09.27 -> 3/A09.25 -> 15/A09.27 (drive up canopy) -> 9/A09.27 -> 4/A09.26 -> S2.20 -> 11/S5.10 -> S5.20 | w3
EXT-W2 | bracing C.R. channel 1-1/2" @ 48" O.C. (bridging thru stud webs) (LF) | LF | 52 | DERIVADO | S5.20 detail 1-F "1 1/2\" C.R. CHANNEL @ 48\" O.C." | 3 rows x 22.68 - rows cut by openings 16.00 + parapet rows 0 x 22.68 | A02.01 -> H/A09.23 (Section H, T.O. PARAPET 1 17'-9", T/STEEL 15'-4 1/2", B/GLAZING 6'-6", T/GLAZING 8'-6") -> 10/A09.27, 11/A09.27 -> 3/A09.25 -> 15/A09.27 (drive up canopy) -> 9/A09.27 -> 4/A09.26 -> S2.20 -> 11/S5.10 -> S5.20 | w3
EXT-W2 | FRT plywood 5/8" bonded to 2-1/2" polyiso insulation - exterior sheathing/insulation system (SF) | SF | 306.7 | DERIVADO | A09.21/22/23 "SHEATHING/INSULATION SYSTEM: 5/8\" FRT PLYWOOD BONDED TO 2 1/2\" POLYISO INSULATION"; 5/A09.26 T/BASE 0'-6" | 22.68 x (T/STUD 17'-5" - T/BASE 0'-6") - openings 32.0 - canopy band 22.68 x 1.979 | A02.01 -> H/A09.23 (Section H, T.O. PARAPET 1 17'-9", T/STEEL 15'-4 1/2", B/GLAZING 6'-6", T/GLAZING 8'-6") -> 10/A09.27, 11/A09.27 -> 3/A09.25 -> 15/A09.27 (drive up canopy) -> 9/A09.27 -> 4/A09.26 -> S2.20 -> 11/S5.10 -> S5.20 | w3
EXT-W2 | 5/8" glass mat sheathing - exterior face at base strip and canopy band (SF) | SF | 56.2 | DERIVADO | 5/A09.26, 9/A09.27, 12/A09.27 "5/8\" GLASS MAT SHEATHING" below T/BASE 0'-6"; 3/A09.26 & 7/A09.26 "SPRAY FOAM INSULATION ON 5/8\" GLASS-MAT SHEATHING" behind canopy | base (22.68-0.00) x 0.5 + canopy band 22.68 x 1.979 (B/STUD 10'-7 1/4" to T/STUD 12'-7") | A02.01 -> H/A09.23 (Section H, T.O. PARAPET 1 17'-9", T/STEEL 15'-4 1/2", B/GLAZING 6'-6", T/GLAZING 8'-6") -> 10/A09.27, 11/A09.27 -> 3/A09.25 -> 15/A09.27 (drive up canopy) -> 9/A09.27 -> 4/A09.26 -> S2.20 -> 11/S5.10 -> S5.20 | w3
EXT-W2 | 5/8" exterior gyp sheathing - parapet roof side (inboard face) (SF) | SF | 46.3 | DERIVADO | A09.21/22/23 parapet "5/8\" EXTERIOR GYPSUM SHEATHING" (roof side) | 22.68 x (17'-5" - B.O.D. 15'-4.5") | A02.01 -> H/A09.23 (Section H, T.O. PARAPET 1 17'-9", T/STEEL 15'-4 1/2", B/GLAZING 6'-6", T/GLAZING 8'-6") -> 10/A09.27, 11/A09.27 -> 3/A09.25 -> 15/A09.27 (drive up canopy) -> 9/A09.27 -> 4/A09.26 -> S2.20 -> 11/S5.10 -> S5.20 | w3
EXT-W2 | FRT plywood 3/4" - parapet top blocking under ACM coping (SF) | SF | 20.8 | DERIVADO | 4/A09.26 "3/4\" F.R.T. PLYWOOD BLOCKING AS REQUIRED" (8"+3" = 11" wall width) | 22.68 x 11" | A02.01 -> H/A09.23 (Section H, T.O. PARAPET 1 17'-9", T/STEEL 15'-4 1/2", B/GLAZING 6'-6", T/GLAZING 8'-6") -> 10/A09.27, 11/A09.27 -> 3/A09.25 -> 15/A09.27 (drive up canopy) -> 9/A09.27 -> 4/A09.26 -> S2.20 -> 11/S5.10 -> S5.20 | w3
EXT-W2 | 5/8" gypsum board regular (type not specified) - interior face of exterior wall, to deck (SF) | SF | 307.7 | DERIVADO | A09.21/22/23 "5/8\" GYP. BOARD @ PERIMETER EXTERIOR WALL TO DECK"; S2.20 B.O.D. | interior length 22.09 x 15'-4.5" (to deck) - openings 32.0 | A02.01 -> H/A09.23 (Section H, T.O. PARAPET 1 17'-9", T/STEEL 15'-4 1/2", B/GLAZING 6'-6", T/GLAZING 8'-6") -> 10/A09.27, 11/A09.27 -> 3/A09.25 -> 15/A09.27 (drive up canopy) -> 9/A09.27 -> 4/A09.26 -> S2.20 -> 11/S5.10 -> S5.20 | w3
EXT-W2 | 5/8" gypsum board regular - jamb/head/sill returns at exterior openings (SF) | SF | 20 | DERIVADO | 2/A09.26 & 11/A09.27 "GYPSUM BOARD JAMB RETURN BEYOND"; 3/A09.25 window jamb | opening perimeter (excl. HM door, frame wraps wall) x 6" return | A02.01 -> H/A09.23 (Section H, T.O. PARAPET 1 17'-9", T/STEEL 15'-4 1/2", B/GLAZING 6'-6", T/GLAZING 8'-6") -> 10/A09.27, 11/A09.27 -> 3/A09.25 -> 15/A09.27 (drive up canopy) -> 9/A09.27 -> 4/A09.26 -> S2.20 -> 11/S5.10 -> S5.20 | w3
EXT-W2 | casing bead (LF) | LF | 40 | DERIVADO | 2/A09.26, 10/A09.27, 11/A09.27 (board edge at frame) | opening perimeter (jambs+head+sill) | A02.01 -> H/A09.23 (Section H, T.O. PARAPET 1 17'-9", T/STEEL 15'-4 1/2", B/GLAZING 6'-6", T/GLAZING 8'-6") -> 10/A09.27, 11/A09.27 -> 3/A09.25 -> 15/A09.27 (drive up canopy) -> 9/A09.27 -> 4/A09.26 -> S2.20 -> 11/S5.10 -> S5.20 | w3
EXT-W2 | corner bead (LF) | LF | 40 | DERIVADO | return outside corner at interior face | #VALUE! | A02.01 -> H/A09.23 (Section H, T.O. PARAPET 1 17'-9", T/STEEL 15'-4 1/2", B/GLAZING 6'-6", T/GLAZING 8'-6") -> 10/A09.27, 11/A09.27 -> 3/A09.25 -> 15/A09.27 (drive up canopy) -> 9/A09.27 -> 4/A09.26 -> S2.20 -> 11/S5.10 -> S5.20 | w3
EXT-W2 | FRT plywood 3/4" - opening perimeter lining (head/jamb/sill) (SF) | SF | 20 | DERIVADO | 2/A09.26 "3/4\" FRT PLYWOOD"; 10/A09.27, 11/A09.27, 14/A09.27, 3/A09.25, 4/A09.25 "3/4\" FRT PLYWOOD" | opening perimeter 40.00 x 6" | A02.01 -> H/A09.23 (Section H, T.O. PARAPET 1 17'-9", T/STEEL 15'-4 1/2", B/GLAZING 6'-6", T/GLAZING 8'-6") -> 10/A09.27, 11/A09.27 -> 3/A09.25 -> 15/A09.27 (drive up canopy) -> 9/A09.27 -> 4/A09.26 -> S2.20 -> 11/S5.10 -> S5.20 | w3
EXT-W2 | acoustical sealant (LF) - sealant at base of gypsum board per 5/A09.26 | LF | 22.1 | DERIVADO | 5/A09.26 "SEALANT AT BASE OF GYPSUM" | 22.09 - floor openings 0.00 | A02.01 -> H/A09.23 (Section H, T.O. PARAPET 1 17'-9", T/STEEL 15'-4 1/2", B/GLAZING 6'-6", T/GLAZING 8'-6") -> 10/A09.27, 11/A09.27 -> 3/A09.25 -> 15/A09.27 (drive up canopy) -> 9/A09.27 -> 4/A09.26 -> S2.20 -> 11/S5.10 -> S5.20 | w3
EXT-W3 | 6" metal stud 600S162-54 (16ga) @ 16" O.C. (12" O.C. within 6' of building corners) (LF) | LF | 107.6 | DERIVADO | S1.11 LT GA note 5 "ALL OTHER EXTERIOR STUDS: 600S162-54 @ 16\" O.C." / "STUDS WITHIN 6 FT OF BUILDING CORNERS: 600S162-54 @ 12\" O.C."; height = B.O.D. per S2.20 | full-height studs = floor(46.5in/16)+1=3 + corner 12"OC zones 2 + three-stud corner 2 + partition intersections 0 - studs inside openings 0 + double jambs 0 = 7 x 15'-4.5" = 107.6 LF; cripples above heads 0 = 0.0 LF; cripples below sills 0 = 0.0 LF | A02.01 -> 2/A09.02 (keynote 2 end flashing at parapet height change) -> 2/A09.01 -> 4/A09.26 -> S2.20 -> 11/S5.10 | w3
EXT-W3 | 6" parapet stud 600S162-54 (16ga) @ 16" O.C. parapet infill (LF) | LF | 21.5 | DERIVADO | 11/S5.10 "PARAPET WALL INFILL FRAMING TO BE 600S162-54 @ 16\" W/ 600T125-54 TOP & BOT." + "ONE STUD EA. SIDE OF EA. POST - 5'-0\" O.C. MAX" | (floor(46.5/16)+1=3 + 2 x 1 HSS posts @5'-0" max) = 5 studs x parapet height (T/STUD 19'-8" - B.O.D. 15'-4.5" = 4'-3.5") | A02.01 -> 2/A09.02 (keynote 2 end flashing at parapet height change) -> 2/A09.01 -> 4/A09.26 -> S2.20 -> 11/S5.10 | w3
EXT-W3 | bottom track 600T125-33 (6" 20ga) (LF) | LF | 3.9 | DERIVADO | 7/S5.20 METAL STUD SCHEDULE "600T125-33 ... BOTTOM TRACK CONT. EXTERIOR" | 3.88 - floor openings 0.00 | A02.01 -> 2/A09.02 (keynote 2 end flashing at parapet height change) -> 2/A09.01 -> 4/A09.26 -> S2.20 -> 11/S5.10 | w3
EXT-W3 | top deflection slip track 600T200-97 (6" x 2" leg, 12ga) (LF) | LF | 3.9 | DERIVADO | 7/S5.20 "600T200-97 ... TOP TRACK CONT." + 10/S5.10 "DEFLECTION TRACK PER LT GA MFR" | run length 3.88 at B.O.D./perimeter beam | A02.01 -> 2/A09.02 (keynote 2 end flashing at parapet height change) -> 2/A09.01 -> 4/A09.26 -> S2.20 -> 11/S5.10 | w3
EXT-W3 | bottom track 600T125-54 (6" 16ga) parapet infill (LF) | LF | 3.9 | DERIVADO | 11/S5.10 "600T125-54 TOP & BOT." | run length 3.88 | A02.01 -> 2/A09.02 (keynote 2 end flashing at parapet height change) -> 2/A09.01 -> 4/A09.26 -> S2.20 -> 11/S5.10 | w3
EXT-W3 | top track fixed 600T125-54 (6" 16ga) parapet infill (LF) | LF | 3.9 | DERIVADO | 11/S5.10 "600T125-54 TOP & BOT." | run length 3.88 at T/STUD 19'-8" | A02.01 -> 2/A09.02 (keynote 2 end flashing at parapet height change) -> 2/A09.01 -> 4/A09.26 -> S2.20 -> 11/S5.10 | w3
EXT-W3 | bracing C.R. channel 1-1/2" @ 48" O.C. (bridging thru stud webs) (LF) | LF | 15.5 | DERIVADO | S5.20 detail 1-F "1 1/2\" C.R. CHANNEL @ 48\" O.C." | 3 rows x 3.88 - rows cut by openings 0.00 + parapet rows 1 x 3.88 | A02.01 -> 2/A09.02 (keynote 2 end flashing at parapet height change) -> 2/A09.01 -> 4/A09.26 -> S2.20 -> 11/S5.10 | w3
EXT-W3 | FRT plywood 5/8" bonded to 2-1/2" polyiso insulation - exterior sheathing/insulation system (SF) | SF | 66.6 | DERIVADO | A09.21/22/23 "SHEATHING/INSULATION SYSTEM: 5/8\" FRT PLYWOOD BONDED TO 2 1/2\" POLYISO INSULATION"; 5/A09.26 T/BASE 0'-6" | 3.88 x (T/STUD 19'-8" - T/BASE 0'-6") - openings 0.0 - canopy band 3.88 x 1.979 | A02.01 -> 2/A09.02 (keynote 2 end flashing at parapet height change) -> 2/A09.01 -> 4/A09.26 -> S2.20 -> 11/S5.10 | w3
EXT-W3 | 5/8" glass mat sheathing - exterior face at base strip and canopy band (SF) | SF | 9.6 | DERIVADO | 5/A09.26, 9/A09.27, 12/A09.27 "5/8\" GLASS MAT SHEATHING" below T/BASE 0'-6"; 3/A09.26 & 7/A09.26 "SPRAY FOAM INSULATION ON 5/8\" GLASS-MAT SHEATHING" behind canopy | base (3.88-0.00) x 0.5 + canopy band 3.88 x 1.979 (B/STUD 10'-7 1/4" to T/STUD 12'-7") | A02.01 -> 2/A09.02 (keynote 2 end flashing at parapet height change) -> 2/A09.01 -> 4/A09.26 -> S2.20 -> 11/S5.10 | w3
EXT-W3 | 5/8" exterior gyp sheathing - parapet roof side (inboard face) (SF) | SF | 16.6 | DERIVADO | A09.21/22/23 parapet "5/8\" EXTERIOR GYPSUM SHEATHING" (roof side) | 3.88 x (19'-8" - B.O.D. 15'-4.5") | A02.01 -> 2/A09.02 (keynote 2 end flashing at parapet height change) -> 2/A09.01 -> 4/A09.26 -> S2.20 -> 11/S5.10 | w3
EXT-W3 | FRT plywood 3/4" - parapet top blocking under ACM coping (SF) | SF | 3.6 | DERIVADO | 4/A09.26 "3/4\" F.R.T. PLYWOOD BLOCKING AS REQUIRED" (8"+3" = 11" wall width) | 3.88 x 11" | A02.01 -> 2/A09.02 (keynote 2 end flashing at parapet height change) -> 2/A09.01 -> 4/A09.26 -> S2.20 -> 11/S5.10 | w3
EXT-W3 | 5/8" gypsum board regular (type not specified) - interior face of exterior wall, to deck (SF) | SF | 60.1 | DERIVADO | A09.21/22/23 "5/8\" GYP. BOARD @ PERIMETER EXTERIOR WALL TO DECK"; S2.20 B.O.D. | interior length 3.91 x 15'-4.5" (to deck) - openings 0.0 | A02.01 -> 2/A09.02 (keynote 2 end flashing at parapet height change) -> 2/A09.01 -> 4/A09.26 -> S2.20 -> 11/S5.10 | w3
EXT-W3 | acoustical sealant (LF) - sealant at base of gypsum board per 5/A09.26 | LF | 3.9 | DERIVADO | 5/A09.26 "SEALANT AT BASE OF GYPSUM" | 3.91 - floor openings 0.00 | A02.01 -> 2/A09.02 (keynote 2 end flashing at parapet height change) -> 2/A09.01 -> 4/A09.26 -> S2.20 -> 11/S5.10 | w3
EXT-W4 | 6" metal stud 600S162-54 (16ga) @ 16" O.C. (12" O.C. within 6' of building corners) (LF) | LF | 466.3 | DERIVADO | S1.11 LT GA note 5 "ALL OTHER EXTERIOR STUDS: 600S162-54 @ 16\" O.C." / "STUDS WITHIN 6 FT OF BUILDING CORNERS: 600S162-54 @ 12\" O.C."; height = B.O.D. per S2.20 | full-height studs = floor(336.1in/16)+1=22 + corner 12"OC zones 2 + three-stud corner 0 + partition intersections 1 - studs inside openings 5 + double jambs 8 = 28 x 15'-4.5" = 430.5 LF; cripples above heads 5 = 31.9 LF; cripples below sills 1 = 3.8 LF | A02.01 -> J/A09.23 (Section J, T.O. PARAPET 2 20'-0", T/STEEL 15'-4 1/2") -> 2/A09.26 (storefront head) -> 6/A09.26 (storefront base) -> 15/A09.27, 16/A09.27 (drive up canopy) -> 7/A08.11 (ATM room plan), 9/A08.11 (ATM west elev, METAL STUD BOX BEAM 2'-8", R.O. 2'-7 1/4") -> 4/A09.26 -> S2.20 (HSS9x5x5/8 B.O.S. 8'-7 1/2" on grid 2) -> 11/S5.10 | w3
EXT-W4 | 6" parapet stud 600S162-54 (16ga) @ 16" O.C. parapet infill (LF) | LF | 145.9 | DERIVADO | 11/S5.10 "PARAPET WALL INFILL FRAMING TO BE 600S162-54 @ 16\" W/ 600T125-54 TOP & BOT." + "ONE STUD EA. SIDE OF EA. POST - 5'-0\" O.C. MAX" | (floor(336.1/16)+1=22 + 2 x 6 HSS posts @5'-0" max) = 34 studs x parapet height (T/STUD 19'-8" - B.O.D. 15'-4.5" = 4'-3.5") | A02.01 -> J/A09.23 (Section J, T.O. PARAPET 2 20'-0", T/STEEL 15'-4 1/2") -> 2/A09.26 (storefront head) -> 6/A09.26 (storefront base) -> 15/A09.27, 16/A09.27 (drive up canopy) -> 7/A08.11 (ATM room plan), 9/A08.11 (ATM west elev, METAL STUD BOX BEAM 2'-8", R.O. 2'-7 1/4") -> 4/A09.26 -> S2.20 (HSS9x5x5/8 B.O.S. 8'-7 1/2" on grid 2) -> 11/S5.10 | w3
EXT-W4 | bottom track 600T125-33 (6" 20ga) (LF) | LF | 21.5 | DERIVADO | 7/S5.20 METAL STUD SCHEDULE "600T125-33 ... BOTTOM TRACK CONT. EXTERIOR" | 28.01 - floor openings 6.50 | A02.01 -> J/A09.23 (Section J, T.O. PARAPET 2 20'-0", T/STEEL 15'-4 1/2") -> 2/A09.26 (storefront head) -> 6/A09.26 (storefront base) -> 15/A09.27, 16/A09.27 (drive up canopy) -> 7/A08.11 (ATM room plan), 9/A08.11 (ATM west elev, METAL STUD BOX BEAM 2'-8", R.O. 2'-7 1/4") -> 4/A09.26 -> S2.20 (HSS9x5x5/8 B.O.S. 8'-7 1/2" on grid 2) -> 11/S5.10 | w3
EXT-W4 | top deflection slip track 600T200-97 (6" x 2" leg, 12ga) (LF) | LF | 28 | DERIVADO | 7/S5.20 "600T200-97 ... TOP TRACK CONT." + 10/S5.10 "DEFLECTION TRACK PER LT GA MFR" | run length 28.01 at B.O.D./perimeter beam | A02.01 -> J/A09.23 (Section J, T.O. PARAPET 2 20'-0", T/STEEL 15'-4 1/2") -> 2/A09.26 (storefront head) -> 6/A09.26 (storefront base) -> 15/A09.27, 16/A09.27 (drive up canopy) -> 7/A08.11 (ATM room plan), 9/A08.11 (ATM west elev, METAL STUD BOX BEAM 2'-8", R.O. 2'-7 1/4") -> 4/A09.26 -> S2.20 (HSS9x5x5/8 B.O.S. 8'-7 1/2" on grid 2) -> 11/S5.10 | w3
EXT-W4 | bottom track 600T125-54 (6" 16ga) parapet infill (LF) | LF | 28 | DERIVADO | 11/S5.10 "600T125-54 TOP & BOT." | run length 28.01 | A02.01 -> J/A09.23 (Section J, T.O. PARAPET 2 20'-0", T/STEEL 15'-4 1/2") -> 2/A09.26 (storefront head) -> 6/A09.26 (storefront base) -> 15/A09.27, 16/A09.27 (drive up canopy) -> 7/A08.11 (ATM room plan), 9/A08.11 (ATM west elev, METAL STUD BOX BEAM 2'-8", R.O. 2'-7 1/4") -> 4/A09.26 -> S2.20 (HSS9x5x5/8 B.O.S. 8'-7 1/2" on grid 2) -> 11/S5.10 | w3
EXT-W4 | top track fixed 600T125-54 (6" 16ga) parapet infill (LF) | LF | 28 | DERIVADO | 11/S5.10 "600T125-54 TOP & BOT." | run length 28.01 at T/STUD 19'-8" | A02.01 -> J/A09.23 (Section J, T.O. PARAPET 2 20'-0", T/STEEL 15'-4 1/2") -> 2/A09.26 (storefront head) -> 6/A09.26 (storefront base) -> 15/A09.27, 16/A09.27 (drive up canopy) -> 7/A08.11 (ATM room plan), 9/A08.11 (ATM west elev, METAL STUD BOX BEAM 2'-8", R.O. 2'-7 1/4") -> 4/A09.26 -> S2.20 (HSS9x5x5/8 B.O.S. 8'-7 1/2" on grid 2) -> 11/S5.10 | w3
EXT-W4 | sill track / head track 600T125-54 at openings (LF) | LF | 18.2 | DERIVADO | 2/S5.20 "HEAD TRACK (DOUBLE TRACK @ OPNG > 4'-0\")", "INVERT DETAIL FOR SILL CONDITION" | head track 15.60 + sill track 2.60 | A02.01 -> J/A09.23 (Section J, T.O. PARAPET 2 20'-0", T/STEEL 15'-4 1/2") -> 2/A09.26 (storefront head) -> 6/A09.26 (storefront base) -> 15/A09.27, 16/A09.27 (drive up canopy) -> 7/A08.11 (ATM room plan), 9/A08.11 (ATM west elev, METAL STUD BOX BEAM 2'-8", R.O. 2'-7 1/4") -> 4/A09.26 -> S2.20 (HSS9x5x5/8 B.O.S. 8'-7 1/2" on grid 2) -> 11/S5.10 | w3
EXT-W4 | header / box beam 2-600S162-54 metal stud box beam (LF) | LF | 3.1 | DERIVADO | 11/A09.27 & 14/A09.27 "METAL STUD BOX BEAM AS REQUIRED. PACK W/ BATT INSULATION" (size not given - RFI-w3-01) | sum (R.O. width + 6" bearing) over window/door openings | A02.01 -> J/A09.23 (Section J, T.O. PARAPET 2 20'-0", T/STEEL 15'-4 1/2") -> 2/A09.26 (storefront head) -> 6/A09.26 (storefront base) -> 15/A09.27, 16/A09.27 (drive up canopy) -> 7/A08.11 (ATM room plan), 9/A08.11 (ATM west elev, METAL STUD BOX BEAM 2'-8", R.O. 2'-7 1/4") -> 4/A09.26 -> S2.20 (HSS9x5x5/8 B.O.S. 8'-7 1/2" on grid 2) -> 11/S5.10 | w3
EXT-W4 | bracing C.R. channel 1-1/2" @ 48" O.C. (bridging thru stud webs) (LF) | LF | 99 | DERIVADO | S5.20 detail 1-F "1 1/2\" C.R. CHANNEL @ 48\" O.C." | 3 rows x 28.01 - rows cut by openings 13.00 + parapet rows 1 x 28.01 | A02.01 -> J/A09.23 (Section J, T.O. PARAPET 2 20'-0", T/STEEL 15'-4 1/2") -> 2/A09.26 (storefront head) -> 6/A09.26 (storefront base) -> 15/A09.27, 16/A09.27 (drive up canopy) -> 7/A08.11 (ATM room plan), 9/A08.11 (ATM west elev, METAL STUD BOX BEAM 2'-8", R.O. 2'-7 1/4") -> 4/A09.26 -> S2.20 (HSS9x5x5/8 B.O.S. 8'-7 1/2" on grid 2) -> 11/S5.10 | w3
EXT-W4 | FRT plywood 5/8" bonded to 2-1/2" polyiso insulation - exterior sheathing/insulation system (SF) | SF | 422.4 | DERIVADO | A09.21/22/23 "SHEATHING/INSULATION SYSTEM: 5/8\" FRT PLYWOOD BONDED TO 2 1/2\" POLYISO INSULATION"; 5/A09.26 T/BASE 0'-6" | 28.01 x (T/STUD 19'-8" - T/BASE 0'-6") - openings 59.0 - canopy band 28.01 x 1.979 | A02.01 -> J/A09.23 (Section J, T.O. PARAPET 2 20'-0", T/STEEL 15'-4 1/2") -> 2/A09.26 (storefront head) -> 6/A09.26 (storefront base) -> 15/A09.27, 16/A09.27 (drive up canopy) -> 7/A08.11 (ATM room plan), 9/A08.11 (ATM west elev, METAL STUD BOX BEAM 2'-8", R.O. 2'-7 1/4") -> 4/A09.26 -> S2.20 (HSS9x5x5/8 B.O.S. 8'-7 1/2" on grid 2) -> 11/S5.10 | w3
EXT-W4 | 5/8" glass mat sheathing - exterior face at base strip and canopy band (SF) | SF | 66.2 | DERIVADO | 5/A09.26, 9/A09.27, 12/A09.27 "5/8\" GLASS MAT SHEATHING" below T/BASE 0'-6"; 3/A09.26 & 7/A09.26 "SPRAY FOAM INSULATION ON 5/8\" GLASS-MAT SHEATHING" behind canopy | base (28.01-6.50) x 0.5 + canopy band 28.01 x 1.979 (B/STUD 10'-7 1/4" to T/STUD 12'-7") | A02.01 -> J/A09.23 (Section J, T.O. PARAPET 2 20'-0", T/STEEL 15'-4 1/2") -> 2/A09.26 (storefront head) -> 6/A09.26 (storefront base) -> 15/A09.27, 16/A09.27 (drive up canopy) -> 7/A08.11 (ATM room plan), 9/A08.11 (ATM west elev, METAL STUD BOX BEAM 2'-8", R.O. 2'-7 1/4") -> 4/A09.26 -> S2.20 (HSS9x5x5/8 B.O.S. 8'-7 1/2" on grid 2) -> 11/S5.10 | w3
EXT-W4 | 5/8" exterior gyp sheathing - parapet roof side (inboard face) (SF) | SF | 120.2 | DERIVADO | A09.21/22/23 parapet "5/8\" EXTERIOR GYPSUM SHEATHING" (roof side) | 28.01 x (19'-8" - B.O.D. 15'-4.5") | A02.01 -> J/A09.23 (Section J, T.O. PARAPET 2 20'-0", T/STEEL 15'-4 1/2") -> 2/A09.26 (storefront head) -> 6/A09.26 (storefront base) -> 15/A09.27, 16/A09.27 (drive up canopy) -> 7/A08.11 (ATM room plan), 9/A08.11 (ATM west elev, METAL STUD BOX BEAM 2'-8", R.O. 2'-7 1/4") -> 4/A09.26 -> S2.20 (HSS9x5x5/8 B.O.S. 8'-7 1/2" on grid 2) -> 11/S5.10 | w3
EXT-W4 | FRT plywood 3/4" - parapet top blocking under ACM coping (SF) | SF | 25.7 | DERIVADO | 4/A09.26 "3/4\" F.R.T. PLYWOOD BLOCKING AS REQUIRED" (8"+3" = 11" wall width) | 28.01 x 11" | A02.01 -> J/A09.23 (Section J, T.O. PARAPET 2 20'-0", T/STEEL 15'-4 1/2") -> 2/A09.26 (storefront head) -> 6/A09.26 (storefront base) -> 15/A09.27, 16/A09.27 (drive up canopy) -> 7/A08.11 (ATM room plan), 9/A08.11 (ATM west elev, METAL STUD BOX BEAM 2'-8", R.O. 2'-7 1/4") -> 4/A09.26 -> S2.20 (HSS9x5x5/8 B.O.S. 8'-7 1/2" on grid 2) -> 11/S5.10 | w3
EXT-W4 | 5/8" gypsum board regular (type not specified) - interior face of exterior wall, to deck (SF) | SF | 359.9 | DERIVADO | A09.21/22/23 "5/8\" GYP. BOARD @ PERIMETER EXTERIOR WALL TO DECK"; S2.20 B.O.D. | interior length 27.46 x 15'-4.5" (to deck) - openings 62.2 | A02.01 -> J/A09.23 (Section J, T.O. PARAPET 2 20'-0", T/STEEL 15'-4 1/2") -> 2/A09.26 (storefront head) -> 6/A09.26 (storefront base) -> 15/A09.27, 16/A09.27 (drive up canopy) -> 7/A08.11 (ATM room plan), 9/A08.11 (ATM west elev, METAL STUD BOX BEAM 2'-8", R.O. 2'-7 1/4") -> 4/A09.26 -> S2.20 (HSS9x5x5/8 B.O.S. 8'-7 1/2" on grid 2) -> 11/S5.10 | w3
EXT-W4 | 5/8" gypsum board regular - jamb/head/sill returns at exterior openings (SF) | SF | 17 | DERIVADO | 2/A09.26 & 11/A09.27 "GYPSUM BOARD JAMB RETURN BEYOND"; 3/A09.25 window jamb | opening perimeter (excl. HM door, frame wraps wall) x 6" return | A02.01 -> J/A09.23 (Section J, T.O. PARAPET 2 20'-0", T/STEEL 15'-4 1/2") -> 2/A09.26 (storefront head) -> 6/A09.26 (storefront base) -> 15/A09.27, 16/A09.27 (drive up canopy) -> 7/A08.11 (ATM room plan), 9/A08.11 (ATM west elev, METAL STUD BOX BEAM 2'-8", R.O. 2'-7 1/4") -> 4/A09.26 -> S2.20 (HSS9x5x5/8 B.O.S. 8'-7 1/2" on grid 2) -> 11/S5.10 | w3
EXT-W4 | casing bead (LF) | LF | 34.1 | DERIVADO | 2/A09.26, 10/A09.27, 11/A09.27 (board edge at frame) | opening perimeter (jambs+head+sill) | A02.01 -> J/A09.23 (Section J, T.O. PARAPET 2 20'-0", T/STEEL 15'-4 1/2") -> 2/A09.26 (storefront head) -> 6/A09.26 (storefront base) -> 15/A09.27, 16/A09.27 (drive up canopy) -> 7/A08.11 (ATM room plan), 9/A08.11 (ATM west elev, METAL STUD BOX BEAM 2'-8", R.O. 2'-7 1/4") -> 4/A09.26 -> S2.20 (HSS9x5x5/8 B.O.S. 8'-7 1/2" on grid 2) -> 11/S5.10 | w3
EXT-W4 | corner bead (LF) | LF | 34.1 | DERIVADO | return outside corner at interior face | #VALUE! | A02.01 -> J/A09.23 (Section J, T.O. PARAPET 2 20'-0", T/STEEL 15'-4 1/2") -> 2/A09.26 (storefront head) -> 6/A09.26 (storefront base) -> 15/A09.27, 16/A09.27 (drive up canopy) -> 7/A08.11 (ATM room plan), 9/A08.11 (ATM west elev, METAL STUD BOX BEAM 2'-8", R.O. 2'-7 1/4") -> 4/A09.26 -> S2.20 (HSS9x5x5/8 B.O.S. 8'-7 1/2" on grid 2) -> 11/S5.10 | w3
EXT-W4 | FRT plywood 3/4" - opening perimeter lining (head/jamb/sill) (SF) | SF | 17 | DERIVADO | 2/A09.26 "3/4\" FRT PLYWOOD"; 10/A09.27, 11/A09.27, 14/A09.27, 3/A09.25, 4/A09.25 "3/4\" FRT PLYWOOD" | opening perimeter 34.08 x 6" | A02.01 -> J/A09.23 (Section J, T.O. PARAPET 2 20'-0", T/STEEL 15'-4 1/2") -> 2/A09.26 (storefront head) -> 6/A09.26 (storefront base) -> 15/A09.27, 16/A09.27 (drive up canopy) -> 7/A08.11 (ATM room plan), 9/A08.11 (ATM west elev, METAL STUD BOX BEAM 2'-8", R.O. 2'-7 1/4") -> 4/A09.26 -> S2.20 (HSS9x5x5/8 B.O.S. 8'-7 1/2" on grid 2) -> 11/S5.10 | w3
EXT-W4 | acoustical sealant (LF) - sealant at base of gypsum board per 5/A09.26 | LF | 21 | DERIVADO | 5/A09.26 "SEALANT AT BASE OF GYPSUM" | 27.46 - floor openings 6.50 | A02.01 -> J/A09.23 (Section J, T.O. PARAPET 2 20'-0", T/STEEL 15'-4 1/2") -> 2/A09.26 (storefront head) -> 6/A09.26 (storefront base) -> 15/A09.27, 16/A09.27 (drive up canopy) -> 7/A08.11 (ATM room plan), 9/A08.11 (ATM west elev, METAL STUD BOX BEAM 2'-8", R.O. 2'-7 1/4") -> 4/A09.26 -> S2.20 (HSS9x5x5/8 B.O.S. 8'-7 1/2" on grid 2) -> 11/S5.10 | w3
EXT-CANOPY-N | 3-5/8" metal stud 362S137-33 (20ga, gauge not specified - RFI) canopy fascia framing (LF) | LF | 110 | DERIVADO | 3/A09.26, 7/A09.26, 16/A09.27 "COMPOSITE METAL PANEL ON AWB ON 5/8\" EXT. GRADE FRT PLYWOOD SHEATHING ON 3 5/8\" METAL STUD FRAMING"; T/STUD 12'-7", B/STUD 10'-8 5/8" | floor(937.9/16)+1 = 59 studs x 1'-10.375" (12'-7" - 10'-8 5/8") | A02.01 / A04.01 (canopy outline, PT-4 soffit) -> A09.01/A09.02 (T/CANOPY 12'-8", B/CANOPY 10'-6") -> A09.21/A09.22/A09.23 sections -> 3/A09.26 (entrance canopy) -> 7/A09.26 (side canopy) -> 15/A09.27, 16/A09.27 (drive up canopy) -> S2.20 (B.O.D. 11'-9" TYP. @ CANOPY, NO SLOPE; canopy beams C10x15.3/C12x30) -> 8/S5.10, 13/S5.10 | w3
EXT-CANOPY-N | track ceilings/soffits 3-5/8" 20ga - canopy fascia top & bottom track (LF) | LF | 156.3 | DERIVADO | 3/A09.26 fascia framing | 2 x 78.16 | A02.01 / A04.01 (canopy outline, PT-4 soffit) -> A09.01/A09.02 (T/CANOPY 12'-8", B/CANOPY 10'-6") -> A09.21/A09.22/A09.23 sections -> 3/A09.26 (entrance canopy) -> 7/A09.26 (side canopy) -> 15/A09.27, 16/A09.27 (drive up canopy) -> S2.20 (B.O.D. 11'-9" TYP. @ CANOPY, NO SLOPE; canopy beams C10x15.3/C12x30) -> 8/S5.10, 13/S5.10 | w3
EXT-CANOPY-N | FRT plywood 5/8" exterior grade - canopy fascia sheathing (outer face + top) (SF) | SF | 193.8 | DERIVADO | 3/A09.26 "5/8\" EXT. GRADE FRT PLYWOOD SHEATHING" (fascia 12'-7" to 10'-7 1/4" + 6" top) | 78.16 x 2.479 | A02.01 / A04.01 (canopy outline, PT-4 soffit) -> A09.01/A09.02 (T/CANOPY 12'-8", B/CANOPY 10'-6") -> A09.21/A09.22/A09.23 sections -> 3/A09.26 (entrance canopy) -> 7/A09.26 (side canopy) -> 15/A09.27, 16/A09.27 (drive up canopy) -> S2.20 (B.O.D. 11'-9" TYP. @ CANOPY, NO SLOPE; canopy beams C10x15.3/C12x30) -> 8/S5.10, 13/S5.10 | w3
EXT-CANOPY-N | 3-5/8" metal stud 362S137-33 (20ga, gauge/spacing not specified - RFI) canopy soffit framing @ 16" O.C. (LF) | LF | 247.1 | DERIVADO | 3/A09.26, 7/A09.26, 15/A09.27, 16/A09.27 "5/8\" PORTLAND CEMENT PLASTER SYSTEM (PT-4) ON (2) LAYERS GRADE 'D' BUILDING PAPER ON 5/8\" EXT. GRADE FRT PLYWOOD SHEATHING ON 3 5/8\" METAL STUD FRAMING" | soffit area 329.5 SF x 0.75 LF/SF (members @ 16" O.C.) | A02.01 / A04.01 (canopy outline, PT-4 soffit) -> A09.01/A09.02 (T/CANOPY 12'-8", B/CANOPY 10'-6") -> A09.21/A09.22/A09.23 sections -> 3/A09.26 (entrance canopy) -> 7/A09.26 (side canopy) -> 15/A09.27, 16/A09.27 (drive up canopy) -> S2.20 (B.O.D. 11'-9" TYP. @ CANOPY, NO SLOPE; canopy beams C10x15.3/C12x30) -> 8/S5.10, 13/S5.10 | w3
EXT-CANOPY-N | FRT plywood 5/8" exterior grade - canopy soffit sheathing under PT-4 stucco (SF) | SF | 329.5 | DERIVADO | 3/A09.26 soffit note (same as above); RCP A04.01 PT-4 soffit | vector A04.01: outer fascia y=238.44pt x=507.48->1914.36 (1406.88pt); soffit inside fascia x=516.84->1904.88 by y=247.92->320.04 (building outer face) = 1388.04 x 72.12 pt2/324, + 0.53' x (26'-3" + 12'-6 3/4") at storefront bays where glass line is ~9.5pt inboard | A02.01 / A04.01 (canopy outline, PT-4 soffit) -> A09.01/A09.02 (T/CANOPY 12'-8", B/CANOPY 10'-6") -> A09.21/A09.22/A09.23 sections -> 3/A09.26 (entrance canopy) -> 7/A09.26 (side canopy) -> 15/A09.27, 16/A09.27 (drive up canopy) -> S2.20 (B.O.D. 11'-9" TYP. @ CANOPY, NO SLOPE; canopy beams C10x15.3/C12x30) -> 8/S5.10, 13/S5.10 | w3
EXT-CANOPY-W | 3-5/8" metal stud 362S137-33 (20ga, gauge not specified - RFI) canopy fascia framing (LF) | LF | 110 | DERIVADO | 3/A09.26, 7/A09.26, 16/A09.27 "COMPOSITE METAL PANEL ON AWB ON 5/8\" EXT. GRADE FRT PLYWOOD SHEATHING ON 3 5/8\" METAL STUD FRAMING"; T/STUD 12'-7", B/STUD 10'-8 5/8" | floor(936.2/16)+1 = 59 studs x 1'-10.375" (12'-7" - 10'-8 5/8") | A02.01 / A04.01 (canopy outline, PT-4 soffit) -> A09.01/A09.02 (T/CANOPY 12'-8", B/CANOPY 10'-6") -> A09.21/A09.22/A09.23 sections -> 3/A09.26 (entrance canopy) -> 7/A09.26 (side canopy) -> 15/A09.27, 16/A09.27 (drive up canopy) -> S2.20 (B.O.D. 11'-9" TYP. @ CANOPY, NO SLOPE; canopy beams C10x15.3/C12x30) -> 8/S5.10, 13/S5.10 | w3
EXT-CANOPY-W | track ceilings/soffits 3-5/8" 20ga - canopy fascia top & bottom track (LF) | LF | 156 | DERIVADO | 3/A09.26 fascia framing | 2 x 78.02 | A02.01 / A04.01 (canopy outline, PT-4 soffit) -> A09.01/A09.02 (T/CANOPY 12'-8", B/CANOPY 10'-6") -> A09.21/A09.22/A09.23 sections -> 3/A09.26 (entrance canopy) -> 7/A09.26 (side canopy) -> 15/A09.27, 16/A09.27 (drive up canopy) -> S2.20 (B.O.D. 11'-9" TYP. @ CANOPY, NO SLOPE; canopy beams C10x15.3/C12x30) -> 8/S5.10, 13/S5.10 | w3
EXT-CANOPY-W | FRT plywood 5/8" exterior grade - canopy fascia sheathing (outer face + top) (SF) | SF | 193.4 | DERIVADO | 3/A09.26 "5/8\" EXT. GRADE FRT PLYWOOD SHEATHING" (fascia 12'-7" to 10'-7 1/4" + 6" top) | 78.02 x 2.479 | A02.01 / A04.01 (canopy outline, PT-4 soffit) -> A09.01/A09.02 (T/CANOPY 12'-8", B/CANOPY 10'-6") -> A09.21/A09.22/A09.23 sections -> 3/A09.26 (entrance canopy) -> 7/A09.26 (side canopy) -> 15/A09.27, 16/A09.27 (drive up canopy) -> S2.20 (B.O.D. 11'-9" TYP. @ CANOPY, NO SLOPE; canopy beams C10x15.3/C12x30) -> 8/S5.10, 13/S5.10 | w3
EXT-CANOPY-W | 3-5/8" metal stud 362S137-33 (20ga, gauge/spacing not specified - RFI) canopy soffit framing @ 16" O.C. (LF) | LF | 718.5 | DERIVADO | 3/A09.26, 7/A09.26, 15/A09.27, 16/A09.27 "5/8\" PORTLAND CEMENT PLASTER SYSTEM (PT-4) ON (2) LAYERS GRADE 'D' BUILDING PAPER ON 5/8\" EXT. GRADE FRT PLYWOOD SHEATHING ON 3 5/8\" METAL STUD FRAMING" | soffit area 958.0 SF x 0.75 LF/SF (members @ 16" O.C.) | A02.01 / A04.01 (canopy outline, PT-4 soffit) -> A09.01/A09.02 (T/CANOPY 12'-8", B/CANOPY 10'-6") -> A09.21/A09.22/A09.23 sections -> 3/A09.26 (entrance canopy) -> 7/A09.26 (side canopy) -> 15/A09.27, 16/A09.27 (drive up canopy) -> S2.20 (B.O.D. 11'-9" TYP. @ CANOPY, NO SLOPE; canopy beams C10x15.3/C12x30) -> 8/S5.10, 13/S5.10 | w3
EXT-CANOPY-W | FRT plywood 5/8" exterior grade - canopy soffit sheathing under PT-4 stucco (SF) | SF | 958 | DERIVADO | 3/A09.26 soffit note (same as above); RCP A04.01 PT-4 soffit | vector A04.01: west fascia x=507.48 y=238.44->1255.8 (1017.36pt) + south fascia y=1255.8 x=507.48->894.48 (387pt); soffit = (824.76-516.84)x(848.4-320.04) + (894.48-516.84)x(1246.44-848.4) pt2/324 - 4 column enclosures 1'-5"x1'-5" (5/A09.25) | A02.01 / A04.01 (canopy outline, PT-4 soffit) -> A09.01/A09.02 (T/CANOPY 12'-8", B/CANOPY 10'-6") -> A09.21/A09.22/A09.23 sections -> 3/A09.26 (entrance canopy) -> 7/A09.26 (side canopy) -> 15/A09.27, 16/A09.27 (drive up canopy) -> S2.20 (B.O.D. 11'-9" TYP. @ CANOPY, NO SLOPE; canopy beams C10x15.3/C12x30) -> 8/S5.10, 13/S5.10 | w3
EXT-CANOPY-E | 3-5/8" metal stud 362S137-33 (20ga, gauge not specified - RFI) canopy fascia framing (LF) | LF | 78.3 | DERIVADO | 3/A09.26, 7/A09.26, 16/A09.27 "COMPOSITE METAL PANEL ON AWB ON 5/8\" EXT. GRADE FRT PLYWOOD SHEATHING ON 3 5/8\" METAL STUD FRAMING"; T/STUD 12'-7", B/STUD 10'-8 5/8" | floor(666.9/16)+1 = 42 studs x 1'-10.375" (12'-7" - 10'-8 5/8") | A02.01 / A04.01 (canopy outline, PT-4 soffit) -> A09.01/A09.02 (T/CANOPY 12'-8", B/CANOPY 10'-6") -> A09.21/A09.22/A09.23 sections -> 3/A09.26 (entrance canopy) -> 7/A09.26 (side canopy) -> 15/A09.27, 16/A09.27 (drive up canopy) -> S2.20 (B.O.D. 11'-9" TYP. @ CANOPY, NO SLOPE; canopy beams C10x15.3/C12x30) -> 8/S5.10, 13/S5.10 | w3
EXT-CANOPY-E | track ceilings/soffits 3-5/8" 20ga - canopy fascia top & bottom track (LF) | LF | 111.1 | DERIVADO | 3/A09.26 fascia framing | 2 x 55.57 | A02.01 / A04.01 (canopy outline, PT-4 soffit) -> A09.01/A09.02 (T/CANOPY 12'-8", B/CANOPY 10'-6") -> A09.21/A09.22/A09.23 sections -> 3/A09.26 (entrance canopy) -> 7/A09.26 (side canopy) -> 15/A09.27, 16/A09.27 (drive up canopy) -> S2.20 (B.O.D. 11'-9" TYP. @ CANOPY, NO SLOPE; canopy beams C10x15.3/C12x30) -> 8/S5.10, 13/S5.10 | w3
EXT-CANOPY-E | FRT plywood 5/8" exterior grade - canopy fascia sheathing (outer face + top) (SF) | SF | 137.8 | DERIVADO | 3/A09.26 "5/8\" EXT. GRADE FRT PLYWOOD SHEATHING" (fascia 12'-7" to 10'-7 1/4" + 6" top) | 55.57 x 2.479 | A02.01 / A04.01 (canopy outline, PT-4 soffit) -> A09.01/A09.02 (T/CANOPY 12'-8", B/CANOPY 10'-6") -> A09.21/A09.22/A09.23 sections -> 3/A09.26 (entrance canopy) -> 7/A09.26 (side canopy) -> 15/A09.27, 16/A09.27 (drive up canopy) -> S2.20 (B.O.D. 11'-9" TYP. @ CANOPY, NO SLOPE; canopy beams C10x15.3/C12x30) -> 8/S5.10, 13/S5.10 | w3
EXT-CANOPY-E | 3-5/8" metal stud 362S137-33 (20ga, gauge/spacing not specified - RFI) canopy soffit framing @ 16" O.C. (LF) | LF | 87.9 | DERIVADO | 3/A09.26, 7/A09.26, 15/A09.27, 16/A09.27 "5/8\" PORTLAND CEMENT PLASTER SYSTEM (PT-4) ON (2) LAYERS GRADE 'D' BUILDING PAPER ON 5/8\" EXT. GRADE FRT PLYWOOD SHEATHING ON 3 5/8\" METAL STUD FRAMING" | soffit area 117.3 SF x 0.75 LF/SF (members @ 16" O.C.) | A02.01 / A04.01 (canopy outline, PT-4 soffit) -> A09.01/A09.02 (T/CANOPY 12'-8", B/CANOPY 10'-6") -> A09.21/A09.22/A09.23 sections -> 3/A09.26 (entrance canopy) -> 7/A09.26 (side canopy) -> 15/A09.27, 16/A09.27 (drive up canopy) -> S2.20 (B.O.D. 11'-9" TYP. @ CANOPY, NO SLOPE; canopy beams C10x15.3/C12x30) -> 8/S5.10, 13/S5.10 | w3
EXT-CANOPY-E | FRT plywood 5/8" exterior grade - canopy soffit sheathing under PT-4 stucco (SF) | SF | 117.3 | DERIVADO | 3/A09.26 soffit note (same as above); RCP A04.01 PT-4 soffit | vector A04.01: fascia x=1914.36 y=238.44->1184.88 (946.44pt) + south return y=1184.88 x=1860.48->1914.36 (53.88pt); soffit (1904.88-1860.48)x(1175.76-320.04) pt2/324 | A02.01 / A04.01 (canopy outline, PT-4 soffit) -> A09.01/A09.02 (T/CANOPY 12'-8", B/CANOPY 10'-6") -> A09.21/A09.22/A09.23 sections -> 3/A09.26 (entrance canopy) -> 7/A09.26 (side canopy) -> 15/A09.27, 16/A09.27 (drive up canopy) -> S2.20 (B.O.D. 11'-9" TYP. @ CANOPY, NO SLOPE; canopy beams C10x15.3/C12x30) -> 8/S5.10, 13/S5.10 | w3
EXT-CANOPY-S | 3-5/8" metal stud 362S137-33 (20ga, gauge not specified - RFI) canopy fascia framing (LF) | LF | 41 | DERIVADO | 3/A09.26, 7/A09.26, 16/A09.27 "COMPOSITE METAL PANEL ON AWB ON 5/8\" EXT. GRADE FRT PLYWOOD SHEATHING ON 3 5/8\" METAL STUD FRAMING"; T/STUD 12'-7", B/STUD 10'-8 5/8" | floor(348.2/16)+1 = 22 studs x 1'-10.375" (12'-7" - 10'-8 5/8") | A02.01 / A04.01 (canopy outline, PT-4 soffit) -> A09.01/A09.02 (T/CANOPY 12'-8", B/CANOPY 10'-6") -> A09.21/A09.22/A09.23 sections -> 3/A09.26 (entrance canopy) -> 7/A09.26 (side canopy) -> 15/A09.27, 16/A09.27 (drive up canopy) -> S2.20 (B.O.D. 11'-9" TYP. @ CANOPY, NO SLOPE; canopy beams C10x15.3/C12x30) -> 8/S5.10, 13/S5.10 | w3
EXT-CANOPY-S | track ceilings/soffits 3-5/8" 20ga - canopy fascia top & bottom track (LF) | LF | 58 | DERIVADO | 3/A09.26 fascia framing | 2 x 29.01 | A02.01 / A04.01 (canopy outline, PT-4 soffit) -> A09.01/A09.02 (T/CANOPY 12'-8", B/CANOPY 10'-6") -> A09.21/A09.22/A09.23 sections -> 3/A09.26 (entrance canopy) -> 7/A09.26 (side canopy) -> 15/A09.27, 16/A09.27 (drive up canopy) -> S2.20 (B.O.D. 11'-9" TYP. @ CANOPY, NO SLOPE; canopy beams C10x15.3/C12x30) -> 8/S5.10, 13/S5.10 | w3
EXT-CANOPY-S | FRT plywood 5/8" exterior grade - canopy fascia sheathing (outer face + top) (SF) | SF | 71.9 | DERIVADO | 3/A09.26 "5/8\" EXT. GRADE FRT PLYWOOD SHEATHING" (fascia 12'-7" to 10'-7 1/4" + 6" top) | 29.01 x 2.479 | A02.01 / A04.01 (canopy outline, PT-4 soffit) -> A09.01/A09.02 (T/CANOPY 12'-8", B/CANOPY 10'-6") -> A09.21/A09.22/A09.23 sections -> 3/A09.26 (entrance canopy) -> 7/A09.26 (side canopy) -> 15/A09.27, 16/A09.27 (drive up canopy) -> S2.20 (B.O.D. 11'-9" TYP. @ CANOPY, NO SLOPE; canopy beams C10x15.3/C12x30) -> 8/S5.10, 13/S5.10 | w3
EXT-CANOPY-S | 3-5/8" metal stud 362S137-33 (20ga, gauge/spacing not specified - RFI) canopy soffit framing @ 16" O.C. (LF) | LF | 40.8 | DERIVADO | 3/A09.26, 7/A09.26, 15/A09.27, 16/A09.27 "5/8\" PORTLAND CEMENT PLASTER SYSTEM (PT-4) ON (2) LAYERS GRADE 'D' BUILDING PAPER ON 5/8\" EXT. GRADE FRT PLYWOOD SHEATHING ON 3 5/8\" METAL STUD FRAMING" | soffit area 54.3 SF x 0.75 LF/SF (members @ 16" O.C.) | A02.01 / A04.01 (canopy outline, PT-4 soffit) -> A09.01/A09.02 (T/CANOPY 12'-8", B/CANOPY 10'-6") -> A09.21/A09.22/A09.23 sections -> 3/A09.26 (entrance canopy) -> 7/A09.26 (side canopy) -> 15/A09.27, 16/A09.27 (drive up canopy) -> S2.20 (B.O.D. 11'-9" TYP. @ CANOPY, NO SLOPE; canopy beams C10x15.3/C12x30) -> 8/S5.10, 13/S5.10 | w3
EXT-CANOPY-S | FRT plywood 5/8" exterior grade - canopy soffit sheathing under PT-4 stucco (SF) | SF | 54.3 | DERIVADO | 3/A09.26 soffit note (same as above); RCP A04.01 PT-4 soffit | vector A04.01: fascia y=1764.96 x=947.64->1361.64 (414pt) + 2 end returns (1764.96-1710.84)=54.12pt; soffit (1351.44-957.0)x(1755.48-1710.84) pt2/324 | A02.01 / A04.01 (canopy outline, PT-4 soffit) -> A09.01/A09.02 (T/CANOPY 12'-8", B/CANOPY 10'-6") -> A09.21/A09.22/A09.23 sections -> 3/A09.26 (entrance canopy) -> 7/A09.26 (side canopy) -> 15/A09.27, 16/A09.27 (drive up canopy) -> S2.20 (B.O.D. 11'-9" TYP. @ CANOPY, NO SLOPE; canopy beams C10x15.3/C12x30) -> 8/S5.10, 13/S5.10 | w3
EXT-COL-1 | 3-5/8" metal stud 362S137-33 (20ga, gauge not specified - RFI) column enclosure framing (LF) | LF | 339.3 | DERIVADO | 5/A09.25 "STUCCO SYSTEM (PT-03) ON 5/8\" EXTERIOR GRADE FRT PLYWOOD ON 3-5/8\" METAL FRAMING" | 4 columns x 8 studs (2 per corner, per detail graphic) x 10'-7.25" (slab to B/STUD 10'-7 1/4" per 16/A09.27) | A02.01 (5/A09.25 at grid 1/G, 1/E.4, 1/C.5, 1/B.2 SIM) -> 5/A09.25 DETAIL @ CANOPY COLUMN -> 2/A09.01 (PT-3 columns to B/CANOPY 10'-6") -> 16/A09.27 (B/STUD 10'-7 1/4") -> S2.20 (HSS columns on grid 1) | w3
EXT-COL-1 | track ceilings/soffits 3-5/8" 20ga - column enclosure top & bottom track (LF) | LF | 37.3 | DERIVADO | 5/A09.25 | 4 columns x 2 runs x 4 sides x (1'-5" - 3") | A02.01 (5/A09.25 at grid 1/G, 1/E.4, 1/C.5, 1/B.2 SIM) -> 5/A09.25 DETAIL @ CANOPY COLUMN -> 2/A09.01 (PT-3 columns to B/CANOPY 10'-6") -> 16/A09.27 (B/STUD 10'-7 1/4") -> S2.20 (HSS columns on grid 1) | w3
EXT-COL-1 | FRT plywood 5/8" exterior grade - column enclosure sheathing under PT-3 stucco (SF) | SF | 240.4 | DERIVADO | 5/A09.25 FOS dims 1'-2 1/2" + 2 1/2" = 1'-5" each side | 4 columns x 4 faces x 1'-5" x 10'-7.25" | A02.01 (5/A09.25 at grid 1/G, 1/E.4, 1/C.5, 1/B.2 SIM) -> 5/A09.25 DETAIL @ CANOPY COLUMN -> 2/A09.01 (PT-3 columns to B/CANOPY 10'-6") -> 16/A09.27 (B/STUD 10'-7 1/4") -> S2.20 (HSS columns on grid 1) | w3
EXT-PIERS | 3-5/8" metal stud 362S137-33 (20ga, gauge not specified - RFI) storefront pier furring (LF) | LF | 184.5 | DERIVADO | 1/A09.25 "3 5/8\" METAL STUD", 2/A09.25 "3 5/8\" METAL FRAMING" | 2 piers x 6 studs (3 L-shaped furring members per detail graphic) x 15'-4.5" (to deck) | A02.01 -> 1/A12.10 (24 HR VESTIBULE PLAN, calls 1/A09.25 and 2/A09.25) -> 1/A09.25, 2/A09.25 DETAIL @ STOREFRONT PIER -> S2.20 (HSS columns) | w3
EXT-PIERS | 5/8" gypsum board regular - storefront pier interior faces to deck (SF) | SF | 90.6 | DERIVADO | 2/A09.25 face 1'-8 1/2"+8 1/4" = 2'-4 3/4"; 1/A09.25 faces 3"+1'-9" = 2'-0" + side 1'-3" | (2'-4 3/4" + 2'-0" + 1'-3") x 15'-4.5" | A02.01 -> 1/A12.10 (24 HR VESTIBULE PLAN, calls 1/A09.25 and 2/A09.25) -> 1/A09.25, 2/A09.25 DETAIL @ STOREFRONT PIER -> S2.20 (HSS columns) | w3
EXT-PIERS | FRT plywood 3/4" - storefront pier jamb faces (SF) | SF | 34 | DERIVADO | 1/A09.25 & 2/A09.25 "3/4\" FRT PLYWOOD" at both storefront jambs | 2 piers x 2 jambs x 1'-0" x 8'-6" (storefront height) | A02.01 -> 1/A12.10 (24 HR VESTIBULE PLAN, calls 1/A09.25 and 2/A09.25) -> 1/A09.25, 2/A09.25 DETAIL @ STOREFRONT PIER -> S2.20 (HSS columns) | w3
CIELO-100 | 5/8" gypsum board regular - suspended ceiling, 1 layer (type not specified, RFI-w4-03) (SF) | SF | 121.97 | DERIVADO | A04.01 legend "NEW SUSPENDED GYPSUM WALL BOARD CEILING/SOFFIT" + tag GB 10'-0"; 5/8" per 10/A09.33 & 7/A09.33 | shoelace area of vector polygon / 324 pt2 per SF (1/4"=1'-0": 18 pt/ft): polygon (pt): (869.5,319.56)-(1103.0,319.56)-(1103.0,337.44)-(1129.2,337.44)-(1129.2,452.9)-(1124.2,452.9)-(1124.2,460.44)-(841.56,460.44)-(841.56,337.44)-(869.5,337.44); interior faces of storefront/walls, corner pier notches removed. Cross-check: 841.56->1124.2 = 282.64pt = 15.70 ft vs printed 4'-9 1/2"+6'-2"+4'-8 1/4" = 15'-7 3/4" (15.65 ft) on 1/A12.10. | A04.01 (GB 10'-0" tag, RCP note E P-15) -> A/A09.21 & B/A09.21 (GYP. BOARD CEILING SYSTEM @ entrance) -> 2/A09.26 (storefront head, scheduled ceiling) -> 1/A12.10 (24HR vestibule plan, dims 4'-9 1/2" + 6'-2" + 4'-8 1/4") -> S2.20 (B.O.D. EL. 15'-4 1/2" NO SLOPE, bay F-E) -> J/A09.23 (T/STEEL 15'-4 1/2") | w4
CIELO-100 | carrying channel 1-1/2" CRC 16ga @ 48" O.C. (LF) | LF | 36.73 | DERIVADO | no sheet gives spacing - basis ASTM C754, RFI-w4-01 | 5 N-S lines @<=48" O.C. inside polygon, sum of chords = 36.73 LF | A04.01 (GB 10'-0" tag, RCP note E P-15) -> A/A09.21 & B/A09.21 (GYP. BOARD CEILING SYSTEM @ entrance) -> 2/A09.26 (storefront head, scheduled ceiling) -> 1/A12.10 (24HR vestibule plan, dims 4'-9 1/2" + 6'-2" + 4'-8 1/4") -> S2.20 (B.O.D. EL. 15'-4 1/2" NO SLOPE, bay F-E) -> J/A09.23 (T/STEEL 15'-4 1/2") | w4
CIELO-100 | furring channel 7/8" hat 25ga @ 16" O.C. (LF) | LF | 108.57 | DERIVADO | no sheet gives spacing - basis ASTM C754, RFI-w4-01 | 7 E-W lines @<=16" O.C., sum of chords = 108.57 LF (alt @24" O.C.: 5 lines = 76.61 LF) | A04.01 (GB 10'-0" tag, RCP note E P-15) -> A/A09.21 & B/A09.21 (GYP. BOARD CEILING SYSTEM @ entrance) -> 2/A09.26 (storefront head, scheduled ceiling) -> 1/A12.10 (24HR vestibule plan, dims 4'-9 1/2" + 6'-2" + 4'-8 1/4") -> S2.20 (B.O.D. EL. 15'-4 1/2" NO SLOPE, bay F-E) -> J/A09.23 (T/STEEL 15'-4 1/2") | w4
CIELO-100 | hanger wire 12 ga galv. @ 48" x 48" - bay F-E (B.O.D. 15'-4 1/2") (LF) | LF | 80.62 | DERIVADO | S2.20 B.O.D. tags; ceiling height A04.01 GB 10'-0"; 12 ga per 3/A09.33 (ACT note, GWB gauge RFI-w4-02) | 15 hangers x (B.O.D. - 10.00 ft ceiling) = 80.62 LF (excludes wrap/tie length) | A04.01 (GB 10'-0" tag, RCP note E P-15) -> A/A09.21 & B/A09.21 (GYP. BOARD CEILING SYSTEM @ entrance) -> 2/A09.26 (storefront head, scheduled ceiling) -> 1/A12.10 (24HR vestibule plan, dims 4'-9 1/2" + 6'-2" + 4'-8 1/4") -> S2.20 (B.O.D. EL. 15'-4 1/2" NO SLOPE, bay F-E) -> J/A09.23 (T/STEEL 15'-4 1/2") | w4
CIELO-100 | track ceilings/soffits - perimeter wall angle / furring track at walls (LF) | LF | 47.61 | DERIVADO | perimeter of vector polygon; perimeter member not detailed (RFI-w4-01) | polygon perimeter = 47.61 LF | A04.01 (GB 10'-0" tag, RCP note E P-15) -> A/A09.21 & B/A09.21 (GYP. BOARD CEILING SYSTEM @ entrance) -> 2/A09.26 (storefront head, scheduled ceiling) -> 1/A12.10 (24HR vestibule plan, dims 4'-9 1/2" + 6'-2" + 4'-8 1/4") -> S2.20 (B.O.D. EL. 15'-4 1/2" NO SLOPE, bay F-E) -> J/A09.23 (T/STEEL 15'-4 1/2") | w4
CIELO-101 | 5/8" gypsum board regular - suspended ceiling, 1 layer (type not specified, RFI-w4-03) (SF) | SF | 150.75 | DERIVADO | A04.01 legend "NEW SUSPENDED GYPSUM WALL BOARD CEILING/SOFFIT" + tag GB 10'-0"; 5/8" per 10/A09.33 & 7/A09.33 | shoelace area of vector polygon / 324 pt2 per SF (1/4"=1'-0": 18 pt/ft): polygon (pt): (841.56,463.44)-(1125.24,463.44)-(1125.24,710.88)-(1113.6,710.88)-(841.44,553.8); diagonal = room-side face of ATM diagonal wall (vector line 841.44,553.8 -> 1113.6,710.88). | A04.01 (GB 10'-0") -> 1/A12.10 + 4,5,6,7/A12.10 (scheduled ceiling refer to RCP; metal stud box header over glass = wall scope) -> S2.20 (B.O.D. 15'-4 1/2", bay F-E) -> J/A09.23 | w4
CIELO-101 | carrying channel 1-1/2" CRC 16ga @ 48" O.C. (LF) | LF | 47.62 | DERIVADO | no sheet gives spacing - basis ASTM C754, RFI-w4-01 | 5 N-S lines @<=48" O.C. inside polygon, sum of chords = 47.62 LF | A04.01 (GB 10'-0") -> 1/A12.10 + 4,5,6,7/A12.10 (scheduled ceiling refer to RCP; metal stud box header over glass = wall scope) -> S2.20 (B.O.D. 15'-4 1/2", bay F-E) -> J/A09.23 | w4
CIELO-101 | furring channel 7/8" hat 25ga @ 16" O.C. (LF) | LF | 118.81 | DERIVADO | no sheet gives spacing - basis ASTM C754, RFI-w4-01 | 11 E-W lines @<=16" O.C., sum of chords = 118.81 LF (alt @24" O.C.: 8 lines = 85.48 LF) | A04.01 (GB 10'-0") -> 1/A12.10 + 4,5,6,7/A12.10 (scheduled ceiling refer to RCP; metal stud box header over glass = wall scope) -> S2.20 (B.O.D. 15'-4 1/2", bay F-E) -> J/A09.23 | w4
CIELO-101 | hanger wire 12 ga galv. @ 48" x 48" - bay F-E (B.O.D. 15'-4 1/2") (LF) | LF | 102.12 | DERIVADO | S2.20 B.O.D. tags; ceiling height A04.01 GB 10'-0"; 12 ga per 3/A09.33 (ACT note, GWB gauge RFI-w4-02) | 19 hangers x (B.O.D. - 10.00 ft ceiling) = 102.12 LF (excludes wrap/tie length) | A04.01 (GB 10'-0") -> 1/A12.10 + 4,5,6,7/A12.10 (scheduled ceiling refer to RCP; metal stud box header over glass = wall scope) -> S2.20 (B.O.D. 15'-4 1/2", bay F-E) -> J/A09.23 | w4
CIELO-101 | track ceilings/soffits - perimeter wall angle / furring track at walls (LF) | LF | 52.63 | DERIVADO | perimeter of vector polygon; perimeter member not detailed (RFI-w4-01) | polygon perimeter = 52.63 LF | A04.01 (GB 10'-0") -> 1/A12.10 + 4,5,6,7/A12.10 (scheduled ceiling refer to RCP; metal stud box header over glass = wall scope) -> S2.20 (B.O.D. 15'-4 1/2", bay F-E) -> J/A09.23 | w4
CIELO-104 | 5/8" gypsum board regular - suspended ceiling, 1 layer (type not specified, RFI-w4-03) (SF) | SF | 510.8 | DERIVADO | A04.01 legend "NEW SUSPENDED GYPSUM WALL BOARD CEILING/SOFFIT" + tag GB 11'-0"; 5/8" per 10/A09.33 & 7/A09.33 | shoelace area of vector polygon / 324 pt2 per SF (1/4"=1'-0": 18 pt/ft): rectangle (pt) x 1223.88-1530.36, y 427.44-967.44 = 17.03 ft x 30.00 ft (30'-0" printed on A04.01 = CONFIRMADO; width 17.03 ft vector DERIVADO). Edges N/E/W abut ACT-4 11'-6" (drop edge 77.03 LF); S edge 17.03 LF abuts wall. | A04.01 (GB 11'-0" island inside CENTRAL ZONE 103 ACT-4 11'-6"; printed 30'-0" length) -> 7/A09.33 TYPICAL CEILING TRANSITION (typical, NOT keyed on RCP - RFI-w4-06) -> S2.20 (B.O.D. 15'-4 1/2" bay F-E) -> H/A09.23 (T/STEEL 15'-4 1/2" at grid 3, E-B zone) | w4
CIELO-104 | carrying channel 1-1/2" CRC 16ga @ 48" O.C. (LF) | LF | 180 | DERIVADO | no sheet gives spacing - basis ASTM C754, RFI-w4-01 | 6 N-S lines @<=48" O.C. inside polygon, sum of chords = 180.00 LF | A04.01 (GB 11'-0" island inside CENTRAL ZONE 103 ACT-4 11'-6"; printed 30'-0" length) -> 7/A09.33 TYPICAL CEILING TRANSITION (typical, NOT keyed on RCP - RFI-w4-06) -> S2.20 (B.O.D. 15'-4 1/2" bay F-E) -> H/A09.23 (T/STEEL 15'-4 1/2" at grid 3, E-B zone) | w4
CIELO-104 | furring channel 7/8" hat 25ga @ 16" O.C. (LF) | LF | 408.64 | DERIVADO | no sheet gives spacing - basis ASTM C754, RFI-w4-01 | 24 E-W lines @<=16" O.C., sum of chords = 408.64 LF (alt @24" O.C.: 16 lines = 272.43 LF) | A04.01 (GB 11'-0" island inside CENTRAL ZONE 103 ACT-4 11'-6"; printed 30'-0" length) -> 7/A09.33 TYPICAL CEILING TRANSITION (typical, NOT keyed on RCP - RFI-w4-06) -> S2.20 (B.O.D. 15'-4 1/2" bay F-E) -> H/A09.23 (T/STEEL 15'-4 1/2" at grid 3, E-B zone) | w4
CIELO-104 | hanger wire 12 ga galv. @ 48" x 48" - bay F-E (B.O.D. 15'-4 1/2") (LF) | LF | 131.25 | DERIVADO | S2.20 B.O.D. tags; ceiling height A04.01 GB 11'-0"; 12 ga per 3/A09.33 (ACT note, GWB gauge RFI-w4-02) | 30 hangers x (B.O.D. - 11.00 ft ceiling) = 131.25 LF (excludes wrap/tie length) | A04.01 (GB 11'-0" island inside CENTRAL ZONE 103 ACT-4 11'-6"; printed 30'-0" length) -> 7/A09.33 TYPICAL CEILING TRANSITION (typical, NOT keyed on RCP - RFI-w4-06) -> S2.20 (B.O.D. 15'-4 1/2" bay F-E) -> H/A09.23 (T/STEEL 15'-4 1/2" at grid 3, E-B zone) | w4
CIELO-104 | hanger wire 12 ga galv. @ 48" x 48" - bay E-B (B.O.D. 15'-4 1/2" derived) (LF) | LF | 105 | DERIVADO | S2.20 B.O.D. tags; ceiling height A04.01 GB 11'-0"; 12 ga per 3/A09.33 (ACT note, GWB gauge RFI-w4-02) | 24 hangers x (B.O.D. - 11.00 ft ceiling) = 105.00 LF (excludes wrap/tie length) | A04.01 (GB 11'-0" island inside CENTRAL ZONE 103 ACT-4 11'-6"; printed 30'-0" length) -> 7/A09.33 TYPICAL CEILING TRANSITION (typical, NOT keyed on RCP - RFI-w4-06) -> S2.20 (B.O.D. 15'-4 1/2" bay F-E) -> H/A09.23 (T/STEEL 15'-4 1/2" at grid 3, E-B zone) | w4
CIELO-104 | track ceilings/soffits - perimeter wall angle / furring track at walls (LF) | LF | 17.03 | DERIVADO | perimeter of vector polygon; perimeter member not detailed (RFI-w4-01) | wall-side edge only (S edge 1223.88->1530.36 pt = 17.03 LF); other 3 edges are drop edges | A04.01 (GB 11'-0" island inside CENTRAL ZONE 103 ACT-4 11'-6"; printed 30'-0" length) -> 7/A09.33 TYPICAL CEILING TRANSITION (typical, NOT keyed on RCP - RFI-w4-06) -> S2.20 (B.O.D. 15'-4 1/2" bay F-E) -> H/A09.23 (T/STEEL 15'-4 1/2" at grid 3, E-B zone) | w4
CIELO-104 | 5/8" gypsum board regular - drop edge vertical face (11'-0" GB to 11'-6" ACT + 6" above ACT) (SF) | SF | 77.03 | DERIVADO | 7/A09.33 TYPICAL CEILING TRANSITION (6" dims) - not keyed, RFI-w4-06 | drop-edge LF 30.00+17.03+30.00 = 77.03 LF x (0.5 ft visible [11'-6" - 11'-0"] + 0.5 ft above ACT) = 77.03 SF | A04.01 (GB 11'-0" island inside CENTRAL ZONE 103 ACT-4 11'-6"; printed 30'-0" length) -> 7/A09.33 TYPICAL CEILING TRANSITION (typical, NOT keyed on RCP - RFI-w4-06) -> S2.20 (B.O.D. 15'-4 1/2" bay F-E) -> H/A09.23 (T/STEEL 15'-4 1/2" at grid 3, E-B zone) | w4
CIELO-104 | corner bead (LF) | LF | 77.03 | DERIVADO | 7/A09.33 "CORNER BEAD - TYPICAL" | bottom outside edge along drop edges = 77.03 LF | A04.01 (GB 11'-0" island inside CENTRAL ZONE 103 ACT-4 11'-6"; printed 30'-0" length) -> 7/A09.33 TYPICAL CEILING TRANSITION (typical, NOT keyed on RCP - RFI-w4-06) -> S2.20 (B.O.D. 15'-4 1/2" bay F-E) -> H/A09.23 (T/STEEL 15'-4 1/2" at grid 3, E-B zone) | w4
CIELO-104 | shadow molding at ACT-4 to GWB face (LF) | LF | 77.03 | DERIVADO | 7/A09.33 "SHADOW MOLDING AS SPECIFIED" (may be by ACT installer) | 77.03 LF | A04.01 (GB 11'-0" island inside CENTRAL ZONE 103 ACT-4 11'-6"; printed 30'-0" length) -> 7/A09.33 TYPICAL CEILING TRANSITION (typical, NOT keyed on RCP - RFI-w4-06) -> S2.20 (B.O.D. 15'-4 1/2" bay F-E) -> H/A09.23 (T/STEEL 15'-4 1/2" at grid 3, E-B zone) | w4
CIELO-104 | track ceilings/soffits - drop edge face framing (LF) | LF | 77.03 | DERIVADO | 7/A09.33 (framing of face not dimensioned) RFI-w4-06 | 1 run along drop edges = 77.03 LF | A04.01 (GB 11'-0" island inside CENTRAL ZONE 103 ACT-4 11'-6"; printed 30'-0" length) -> 7/A09.33 TYPICAL CEILING TRANSITION (typical, NOT keyed on RCP - RFI-w4-06) -> S2.20 (B.O.D. 15'-4 1/2" bay F-E) -> H/A09.23 (T/STEEL 15'-4 1/2" at grid 3, E-B zone) | w4
CIELO-104 | 3-5/8" metal stud kicker @ 48" O.C. to structure, gauge not specified (LF) | LF | 114.48 | DERIVADO | 7/A09.33 "3 5/8" METAL STUD KICKER AT 48" O.C. ATTACH TO STRUCTURE ABOVE" | kickers: N edge ceil(17.03/4)+1=6, E & W edges ceil(30/4)+1=9 each -> 24 EA; length at 45 deg = (15.375-12.0) x 1.414 = 4.77 ft; 24 x 4.77 = 114.48 LF | A04.01 (GB 11'-0" island inside CENTRAL ZONE 103 ACT-4 11'-6"; printed 30'-0" length) -> 7/A09.33 TYPICAL CEILING TRANSITION (typical, NOT keyed on RCP - RFI-w4-06) -> S2.20 (B.O.D. 15'-4 1/2" bay F-E) -> H/A09.23 (T/STEEL 15'-4 1/2" at grid 3, E-B zone) | w4
CIELO-114 | 5/8" gypsum board regular - suspended ceiling, 1 layer (type not specified, RFI-w4-03) (SF) | SF | 75.6 | DERIVADO | A04.01 legend "NEW SUSPENDED GYPSUM WALL BOARD CEILING/SOFFIT" + tag GB 8'-6"; 5/8" per 10/A09.33 & 7/A09.33 | shoelace area of vector polygon / 324 pt2 per SF (1/4"=1'-0": 18 pt/ft): L-polygon (pt): (911.88,1236.36)-(1123.08,1236.36)-(1123.08,1328.6)-(1092.48,1328.6)-(1092.48,1356.36)-(911.88,1356.36) | A04.01 (GB 8'-6", keynote 11 sound batt above ceiling) -> A08.01 (toilet room finish: P-15) -> S2.20 (roof bay B-A, B.O.D. 13'-0 5/8" @B sloping to 12'-6 3/8" @A) -> E/A09.22 (T/STEEL 12'-11 1/8" check) | w4
CIELO-114 | carrying channel 1-1/2" CRC 16ga @ 48" O.C. (LF) | LF | 25.12 | DERIVADO | no sheet gives spacing - basis ASTM C754, RFI-w4-01 | 4 N-S lines @<=48" O.C. inside polygon, sum of chords = 25.12 LF | A04.01 (GB 8'-6", keynote 11 sound batt above ceiling) -> A08.01 (toilet room finish: P-15) -> S2.20 (roof bay B-A, B.O.D. 13'-0 5/8" @B sloping to 12'-6 3/8" @A) -> E/A09.22 (T/STEEL 12'-11 1/8" check) | w4
CIELO-114 | furring channel 7/8" hat 25ga @ 16" O.C. (LF) | LF | 67 | DERIVADO | no sheet gives spacing - basis ASTM C754, RFI-w4-01 | 6 E-W lines @<=16" O.C., sum of chords = 67.00 LF (alt @24" O.C.: 5 lines = 56.97 LF) | A04.01 (GB 8'-6", keynote 11 sound batt above ceiling) -> A08.01 (toilet room finish: P-15) -> S2.20 (roof bay B-A, B.O.D. 13'-0 5/8" @B sloping to 12'-6 3/8" @A) -> E/A09.22 (T/STEEL 12'-11 1/8" check) | w4
CIELO-114 | hanger wire 12 ga galv. @ 48" x 48" - bay B-A sloped (B.O.D. 12.931-13.052 ft) (LF) | LF | 53.96 | DERIVADO | S2.20 B.O.D. tags; ceiling height A04.01 GB 8'-6"; 12 ga per 3/A09.33 (ACT note, GWB gauge RFI-w4-02) | 12 hangers x (B.O.D. - 8.50 ft ceiling) = 53.96 LF (excludes wrap/tie length) | A04.01 (GB 8'-6", keynote 11 sound batt above ceiling) -> A08.01 (toilet room finish: P-15) -> S2.20 (roof bay B-A, B.O.D. 13'-0 5/8" @B sloping to 12'-6 3/8" @A) -> E/A09.22 (T/STEEL 12'-11 1/8" check) | w4
CIELO-114 | track ceilings/soffits - perimeter wall angle / furring track at walls (LF) | LF | 36.8 | DERIVADO | perimeter of vector polygon; perimeter member not detailed (RFI-w4-01) | polygon perimeter = 36.80 LF | A04.01 (GB 8'-6", keynote 11 sound batt above ceiling) -> A08.01 (toilet room finish: P-15) -> S2.20 (roof bay B-A, B.O.D. 13'-0 5/8" @B sloping to 12'-6 3/8" @A) -> E/A09.22 (T/STEEL 12'-11 1/8" check) | w4
CIELO-114 | batt insulation sound attenuation above ceiling, thickness not specified (SF) | SF | 75.6 | DERIVADO | A04.01 keynote 11 "INSTALL SOUND BATT INSULATION ABOVE CEILING" | #VALUE! | A04.01 (GB 8'-6", keynote 11 sound batt above ceiling) -> A08.01 (toilet room finish: P-15) -> S2.20 (roof bay B-A, B.O.D. 13'-0 5/8" @B sloping to 12'-6 3/8" @A) -> E/A09.22 (T/STEEL 12'-11 1/8" check) | w4
CIELO-113 | 5/8" gypsum board regular - suspended ceiling, 1 layer (type not specified, RFI-w4-03) (SF) | SF | 75.57 | DERIVADO | A04.01 legend "NEW SUSPENDED GYPSUM WALL BOARD CEILING/SOFFIT" + tag GB 8'-6"; 5/8" per 10/A09.33 & 7/A09.33 | shoelace area of vector polygon / 324 pt2 per SF (1/4"=1'-0": 18 pt/ft): L-polygon (pt): (911.88,1388.52)-(1092.48,1388.52)-(1092.48,1416.6)-(1123.08,1416.6)-(1123.08,1508.52)-(911.88,1508.52) | A04.01 (GB 8'-6", keynote 11 sound batt above ceiling) -> A08.01 -> S2.20 (bay B-A sloped) -> E/A09.22 | w4
CIELO-113 | carrying channel 1-1/2" CRC 16ga @ 48" O.C. (LF) | LF | 25.11 | DERIVADO | no sheet gives spacing - basis ASTM C754, RFI-w4-01 | 4 N-S lines @<=48" O.C. inside polygon, sum of chords = 25.11 LF | A04.01 (GB 8'-6", keynote 11 sound batt above ceiling) -> A08.01 -> S2.20 (bay B-A sloped) -> E/A09.22 | w4
CIELO-113 | furring channel 7/8" hat 25ga @ 16" O.C. (LF) | LF | 67 | DERIVADO | no sheet gives spacing - basis ASTM C754, RFI-w4-01 | 6 E-W lines @<=16" O.C., sum of chords = 67.00 LF (alt @24" O.C.: 5 lines = 56.97 LF) | A04.01 (GB 8'-6", keynote 11 sound batt above ceiling) -> A08.01 -> S2.20 (bay B-A sloped) -> E/A09.22 | w4
CIELO-113 | hanger wire 12 ga galv. @ 48" x 48" - bay B-A sloped (B.O.D. 12.756-12.884 ft) (LF) | LF | 51.79 | DERIVADO | S2.20 B.O.D. tags; ceiling height A04.01 GB 8'-6"; 12 ga per 3/A09.33 (ACT note, GWB gauge RFI-w4-02) | 12 hangers x (B.O.D. - 8.50 ft ceiling) = 51.79 LF (excludes wrap/tie length) | A04.01 (GB 8'-6", keynote 11 sound batt above ceiling) -> A08.01 -> S2.20 (bay B-A sloped) -> E/A09.22 | w4
CIELO-113 | track ceilings/soffits - perimeter wall angle / furring track at walls (LF) | LF | 36.8 | DERIVADO | perimeter of vector polygon; perimeter member not detailed (RFI-w4-01) | polygon perimeter = 36.80 LF | A04.01 (GB 8'-6", keynote 11 sound batt above ceiling) -> A08.01 -> S2.20 (bay B-A sloped) -> E/A09.22 | w4
CIELO-113 | batt insulation sound attenuation above ceiling, thickness not specified (SF) | SF | 75.57 | DERIVADO | A04.01 keynote 11 "INSTALL SOUND BATT INSULATION ABOVE CEILING" | #VALUE! | A04.01 (GB 8'-6", keynote 11 sound batt above ceiling) -> A08.01 -> S2.20 (bay B-A sloped) -> E/A09.22 | w4
SOFFIT-01 | 5/8" gypsum board regular - soffit bottom (SF) | SF | 41.07 | DERIVADO | 4/A12.08 "3'-5"" + 1/A12.08 "12'-0 1/4" R.O. HOLD"; A04.01 GB 8'-0"; vector check 61.44pt x 216.24pt = 3.41 x 12.01 ft | 3.4167 ft x 12.0208 ft = 41.07 SF | A04.01 (GB 8'-0" hatch, 3'-5" & 1'-1" dims) -> 4/A12.08 RCP-CSR LINE (GB 8'-0", P-18, 3'-5", 6'-0" fixture CLs) -> 1/A12.08 (12'-0 1/4" R.O. HOLD, 13'-2 1/4", 3'-5") -> 9/A12.08 CSR LINE SECTION (3-5/8" studs @16" O.C., 5/8" FRT plywood blocking, corner bead, P-18 all sides) -> 10/A09.33 CEILING DETAIL @ CSR SOFFIT (cont. track + PAF to deck, alternate purlin detail, cont. corner bead, ceiling trim, FRTW blocking, 6" above ceiling) -> 6/A09.33 INTERIOR TRIMLESS FIXTURE (3-5/8" framing @16", gypsum edge trim) -> S2.20 B.O.D. | w4
SOFFIT-01 | 5/8" gypsum board regular - soffit vertical faces, 2 sides (Central Zone 103 side + Cash Window 116 side) (SF) | SF | 36.06 | DERIVADO | 10/A09.33 (6" above scheduled ceiling) + 9/A12.08 "PAINT SOFFIT P-18, ALL SIDES"; RFI-w4-04 | 2 sides x 12.0208 LF x (1.0 ft visible [9'-0" ACT-4 - 8'-0"] + 0.5 ft above ACT) = 36.06 SF (alt to deck 151.2 SF) | A04.01 (GB 8'-0" hatch, 3'-5" & 1'-1" dims) -> 4/A12.08 RCP-CSR LINE (GB 8'-0", P-18, 3'-5", 6'-0" fixture CLs) -> 1/A12.08 (12'-0 1/4" R.O. HOLD, 13'-2 1/4", 3'-5") -> 9/A12.08 CSR LINE SECTION (3-5/8" studs @16" O.C., 5/8" FRT plywood blocking, corner bead, P-18 all sides) -> 10/A09.33 CEILING DETAIL @ CSR SOFFIT (cont. track + PAF to deck, alternate purlin detail, cont. corner bead, ceiling trim, FRTW blocking, 6" above ceiling) -> 6/A09.33 INTERIOR TRIMLESS FIXTURE (3-5/8" framing @16", gypsum edge trim) -> S2.20 B.O.D. | w4
SOFFIT-01 | soffit end caps / returns (SF) | SF | 0 | CONFIRMADO | 1/A12.08 & 4/A12.08: soffit spans pier to pier (hatched piers both ends) | no exposed ends | A04.01 (GB 8'-0" hatch, 3'-5" & 1'-1" dims) -> 4/A12.08 RCP-CSR LINE (GB 8'-0", P-18, 3'-5", 6'-0" fixture CLs) -> 1/A12.08 (12'-0 1/4" R.O. HOLD, 13'-2 1/4", 3'-5") -> 9/A12.08 CSR LINE SECTION (3-5/8" studs @16" O.C., 5/8" FRT plywood blocking, corner bead, P-18 all sides) -> 10/A09.33 CEILING DETAIL @ CSR SOFFIT (cont. track + PAF to deck, alternate purlin detail, cont. corner bead, ceiling trim, FRTW blocking, 6" above ceiling) -> 6/A09.33 INTERIOR TRIMLESS FIXTURE (3-5/8" framing @16", gypsum edge trim) -> S2.20 B.O.D. | w4
SOFFIT-01 | 3-5/8" metal stud - soffit vertical hangers @ 16" O.C., gauge not specified (LF) | LF | 123.69 | DERIVADO | 9/A12.08 "3 5/8" METAL STUDS AT 16" O.C."; 10/A09.33 CONT. TRACK + POWDER-DRIVEN FASTENERS to deck | per side floor(144.25"/16")+1 = 10 studs; 5 north of grid B x (15.375-8.0)=7.375 ft + 5 south x (12.994-8.0)=4.994 ft = 61.85 LF; x2 sides = 123.69 LF | A04.01 (GB 8'-0" hatch, 3'-5" & 1'-1" dims) -> 4/A12.08 RCP-CSR LINE (GB 8'-0", P-18, 3'-5", 6'-0" fixture CLs) -> 1/A12.08 (12'-0 1/4" R.O. HOLD, 13'-2 1/4", 3'-5") -> 9/A12.08 CSR LINE SECTION (3-5/8" studs @16" O.C., 5/8" FRT plywood blocking, corner bead, P-18 all sides) -> 10/A09.33 CEILING DETAIL @ CSR SOFFIT (cont. track + PAF to deck, alternate purlin detail, cont. corner bead, ceiling trim, FRTW blocking, 6" above ceiling) -> 6/A09.33 INTERIOR TRIMLESS FIXTURE (3-5/8" framing @16", gypsum edge trim) -> S2.20 B.O.D. | w4
SOFFIT-01 | 3-5/8" metal stud - soffit bottom cross members @ 16" O.C., gauge not specified (LF) | LF | 27.08 | DERIVADO | 9/A12.08 studs at 16" O.C. at soffit bottom | 10 pcs x (41" - 2x5/8" board - 2x3-5/8" studs = 32.5") = 10 x 2.708 = 27.08 LF | A04.01 (GB 8'-0" hatch, 3'-5" & 1'-1" dims) -> 4/A12.08 RCP-CSR LINE (GB 8'-0", P-18, 3'-5", 6'-0" fixture CLs) -> 1/A12.08 (12'-0 1/4" R.O. HOLD, 13'-2 1/4", 3'-5") -> 9/A12.08 CSR LINE SECTION (3-5/8" studs @16" O.C., 5/8" FRT plywood blocking, corner bead, P-18 all sides) -> 10/A09.33 CEILING DETAIL @ CSR SOFFIT (cont. track + PAF to deck, alternate purlin detail, cont. corner bead, ceiling trim, FRTW blocking, 6" above ceiling) -> 6/A09.33 INTERIOR TRIMLESS FIXTURE (3-5/8" framing @16", gypsum edge trim) -> S2.20 B.O.D. | w4
SOFFIT-01 | track ceilings/soffits 3-5/8" - continuous top track at deck (LF) | LF | 24.04 | DERIVADO | 10/A09.33 "CONT. TRACK" + "POWDER-DRIVEN FASTENERS" | 2 runs x 12.0208 = 24.04 LF | A04.01 (GB 8'-0" hatch, 3'-5" & 1'-1" dims) -> 4/A12.08 RCP-CSR LINE (GB 8'-0", P-18, 3'-5", 6'-0" fixture CLs) -> 1/A12.08 (12'-0 1/4" R.O. HOLD, 13'-2 1/4", 3'-5") -> 9/A12.08 CSR LINE SECTION (3-5/8" studs @16" O.C., 5/8" FRT plywood blocking, corner bead, P-18 all sides) -> 10/A09.33 CEILING DETAIL @ CSR SOFFIT (cont. track + PAF to deck, alternate purlin detail, cont. corner bead, ceiling trim, FRTW blocking, 6" above ceiling) -> 6/A09.33 INTERIOR TRIMLESS FIXTURE (3-5/8" framing @16", gypsum edge trim) -> S2.20 B.O.D. | w4
SOFFIT-01 | track ceilings/soffits 3-5/8" - bottom track of soffit sides (LF) | LF | 24.04 | DERIVADO | 10/A09.33 / 9/A12.08 | 2 runs x 12.0208 = 24.04 LF | A04.01 (GB 8'-0" hatch, 3'-5" & 1'-1" dims) -> 4/A12.08 RCP-CSR LINE (GB 8'-0", P-18, 3'-5", 6'-0" fixture CLs) -> 1/A12.08 (12'-0 1/4" R.O. HOLD, 13'-2 1/4", 3'-5") -> 9/A12.08 CSR LINE SECTION (3-5/8" studs @16" O.C., 5/8" FRT plywood blocking, corner bead, P-18 all sides) -> 10/A09.33 CEILING DETAIL @ CSR SOFFIT (cont. track + PAF to deck, alternate purlin detail, cont. corner bead, ceiling trim, FRTW blocking, 6" above ceiling) -> 6/A09.33 INTERIOR TRIMLESS FIXTURE (3-5/8" framing @16", gypsum edge trim) -> S2.20 B.O.D. | w4
SOFFIT-01 | corner bead (LF) | LF | 24.04 | DERIVADO | 10/A09.33 "CONT. CORNER BEAD"; 9/A12.08 "CORNER BEAD" | 2 bottom edges x 12.0208 = 24.04 LF | A04.01 (GB 8'-0" hatch, 3'-5" & 1'-1" dims) -> 4/A12.08 RCP-CSR LINE (GB 8'-0", P-18, 3'-5", 6'-0" fixture CLs) -> 1/A12.08 (12'-0 1/4" R.O. HOLD, 13'-2 1/4", 3'-5") -> 9/A12.08 CSR LINE SECTION (3-5/8" studs @16" O.C., 5/8" FRT plywood blocking, corner bead, P-18 all sides) -> 10/A09.33 CEILING DETAIL @ CSR SOFFIT (cont. track + PAF to deck, alternate purlin detail, cont. corner bead, ceiling trim, FRTW blocking, 6" above ceiling) -> 6/A09.33 INTERIOR TRIMLESS FIXTURE (3-5/8" framing @16", gypsum edge trim) -> S2.20 B.O.D. | w4
SOFFIT-01 | shadow molding / ceiling trim at ACT-4 both sides (LF) | LF | 24.04 | DERIVADO | 10/A09.33 "CEILING TRIM" (may be by ACT installer) | 2 x 12.0208 = 24.04 LF | A04.01 (GB 8'-0" hatch, 3'-5" & 1'-1" dims) -> 4/A12.08 RCP-CSR LINE (GB 8'-0", P-18, 3'-5", 6'-0" fixture CLs) -> 1/A12.08 (12'-0 1/4" R.O. HOLD, 13'-2 1/4", 3'-5") -> 9/A12.08 CSR LINE SECTION (3-5/8" studs @16" O.C., 5/8" FRT plywood blocking, corner bead, P-18 all sides) -> 10/A09.33 CEILING DETAIL @ CSR SOFFIT (cont. track + PAF to deck, alternate purlin detail, cont. corner bead, ceiling trim, FRTW blocking, 6" above ceiling) -> 6/A09.33 INTERIOR TRIMLESS FIXTURE (3-5/8" framing @16", gypsum edge trim) -> S2.20 B.O.D. | w4
SOFFIT-01 | powder-driven fasteners at deck track (EA) | EA | PENDING | PENDIENTE | 10/A09.33 shows PAF, spacing not given; alternate 1x1x1 16ga purlin across min (2) flutes if flutes parallel (VIF) | RFI-w4-05 | A04.01 (GB 8'-0" hatch, 3'-5" & 1'-1" dims) -> 4/A12.08 RCP-CSR LINE (GB 8'-0", P-18, 3'-5", 6'-0" fixture CLs) -> 1/A12.08 (12'-0 1/4" R.O. HOLD, 13'-2 1/4", 3'-5") -> 9/A12.08 CSR LINE SECTION (3-5/8" studs @16" O.C., 5/8" FRT plywood blocking, corner bead, P-18 all sides) -> 10/A09.33 CEILING DETAIL @ CSR SOFFIT (cont. track + PAF to deck, alternate purlin detail, cont. corner bead, ceiling trim, FRTW blocking, 6" above ceiling) -> 6/A09.33 INTERIOR TRIMLESS FIXTURE (3-5/8" framing @16", gypsum edge trim) -> S2.20 B.O.D. | w4
BLK-WS-111 | FRT blocking 2x wood (FRTW per A12.03-A12.06 sheet note D) (LF) | LF | 2 | DERIVADO | A00.30 sheet note D 'PROVIDE BLOCKING AT EACH WALL STOP.' + Hardware Group No. 4A (04A) lists '1 EA WALL STOP WS407CCV' (door 111 row of DOOR SCHEDULE) | 1 stop x 2'-0" (trade rule) = 2.00 LF | A02.01 door tag -> A00.30 door schedule (HW group) -> A00.30 HARDWARE GROUPS -> sheet note D | w5
BLK-WS-113 | FRT blocking 2x wood (FRTW per A12.03-A12.06 sheet note D) (LF) | LF | 2 | DERIVADO | A00.30 sheet note D 'PROVIDE BLOCKING AT EACH WALL STOP.' + Hardware Group No. 08 lists '1 EA WALL STOP WS407CCV' (door 113 row of DOOR SCHEDULE) | 1 stop x 2'-0" (trade rule) = 2.00 LF | A02.01 door tag -> A00.30 door schedule (HW group) -> A00.30 HARDWARE GROUPS -> sheet note D | w5
BLK-WS-114 | FRT blocking 2x wood (FRTW per A12.03-A12.06 sheet note D) (LF) | LF | 2 | DERIVADO | A00.30 sheet note D 'PROVIDE BLOCKING AT EACH WALL STOP.' + Hardware Group No. 08 lists '1 EA WALL STOP WS407CCV' (door 114 row of DOOR SCHEDULE) | 1 stop x 2'-0" (trade rule) = 2.00 LF | A02.01 door tag -> A00.30 door schedule (HW group) -> A00.30 HARDWARE GROUPS -> sheet note D | w5
BLK-WS-115 | FRT blocking 2x wood (FRTW per A12.03-A12.06 sheet note D) (LF) | LF | 2 | DERIVADO | A00.30 sheet note D 'PROVIDE BLOCKING AT EACH WALL STOP.' + Hardware Group No. 16 lists '1 EA WALL STOP WS407CCV' (door 115 row of DOOR SCHEDULE) | 1 stop x 2'-0" (trade rule) = 2.00 LF | A02.01 door tag -> A00.30 door schedule (HW group) -> A00.30 HARDWARE GROUPS -> sheet note D | w5
BLK-WS-116 | FRT blocking 2x wood (FRTW per A12.03-A12.06 sheet note D) (LF) | LF | 2 | DERIVADO | A00.30 sheet note D 'PROVIDE BLOCKING AT EACH WALL STOP.' + Hardware Group No. 11 lists '1 EA WALL STOP WS407CCV' (door 116 row of DOOR SCHEDULE) | 1 stop x 2'-0" (trade rule) = 2.00 LF | A02.01 door tag -> A00.30 door schedule (HW group) -> A00.30 HARDWARE GROUPS -> sheet note D | w5
BLK-WS-117 | FRT blocking 2x wood (FRTW per A12.03-A12.06 sheet note D) (LF) | LF | 2 | DERIVADO | A00.30 sheet note D 'PROVIDE BLOCKING AT EACH WALL STOP.' + Hardware Group No. 10 lists '1 EA WALL STOP WS407CCV' (door 117 row of DOOR SCHEDULE) | 1 stop x 2'-0" (trade rule) = 2.00 LF | A02.01 door tag -> A00.30 door schedule (HW group) -> A00.30 HARDWARE GROUPS -> sheet note D | w5
BLK-WS-118A | FRT blocking 2x wood (FRTW per A12.03-A12.06 sheet note D) (LF) | LF | 2 | DERIVADO | A00.30 sheet note D 'PROVIDE BLOCKING AT EACH WALL STOP.' + Hardware Group No. 11B lists '1 EA WALL STOP WS407CCV' (door 118A row of DOOR SCHEDULE) | 1 stop x 2'-0" (trade rule) = 2.00 LF | A02.01 door tag -> A00.30 door schedule (HW group) -> A00.30 HARDWARE GROUPS -> sheet note D | w5
BLK-WS-118B | FRT blocking 2x wood (FRTW per A12.03-A12.06 sheet note D) (LF) | LF | 2 | DERIVADO | A00.30 sheet note D 'PROVIDE BLOCKING AT EACH WALL STOP.' + Hardware Group No. 11 lists '1 EA WALL STOP WS407CCV' (door 118B row of DOOR SCHEDULE) | 1 stop x 2'-0" (trade rule) = 2.00 LF | A02.01 door tag -> A00.30 door schedule (HW group) -> A00.30 HARDWARE GROUPS -> sheet note D | w5
BLK-WS-119 | FRT blocking 2x wood (FRTW per A12.03-A12.06 sheet note D) (LF) | LF | 2 | DERIVADO | A00.30 sheet note D 'PROVIDE BLOCKING AT EACH WALL STOP.' + Hardware Group No. 12 lists '1 EA WALL STOP WS407CCV' (door 119 row of DOOR SCHEDULE) | 1 stop x 2'-0" (trade rule) = 2.00 LF | A02.01 door tag -> A00.30 door schedule (HW group) -> A00.30 HARDWARE GROUPS -> sheet note D | w5
BLK-MW01 | FRT blocking 2x wood (FRTW per A12.03-A12.06 sheet note D) (LF) | LF | 6.25 | DERIVADO | A00.30 MILLWORK SCHEDULE row MW01; A12.0x sheet note D 'PROVIDE FRTW BLOCKING AT ALL MILLWORK VERTICAL SURFACE CLEATS AND MOUNTING LOCATIONS'; lengths printed on the A12.0x plan | 2 runs x 3'-1 1/2" overall (A1-A4/A12.03 '3'-1 1/2" OVERALL') = 6.25 | A02.01 tag -> A00.30 millwork schedule -> 6/A12.03 + 7/A12.03 + 3/A12.03 shelf glide 'BLOCKING' | w5
BLK-MW05 | FRT blocking 2x wood (FRTW per A12.03-A12.06 sheet note D) (LF) | LF | 21 | DERIVADO | A00.30 MILLWORK SCHEDULE row MW05; A12.0x sheet note D 'PROVIDE FRTW BLOCKING AT ALL MILLWORK VERTICAL SURFACE CLEATS AND MOUNTING LOCATIONS'; lengths printed on the A12.0x plan | 3 standards x 7'-0" = 21.00 | A02.01 tag -> A00.30 millwork schedule -> 1/A12.04 plan 3'-6" -> 2/A12.04 elevation -> 7/A12.04 section 'SCHED. PARTITION REINFORCED TO ACCOMODATE SHELF LOADING' | w5
BLK-MW06A-W | FRT blocking 2x wood (FRTW per A12.03-A12.06 sheet note D) (LF) | LF | 9 | DERIVADO | A00.30 MILLWORK SCHEDULE row MW06A; A12.0x sheet note D 'PROVIDE FRTW BLOCKING AT ALL MILLWORK VERTICAL SURFACE CLEATS AND MOUNTING LOCATIONS'; lengths printed on the A12.0x plan | 3 standards x 3'-0" = 9.00 | A02.01 tag -> A00.30 millwork schedule -> 5/A12.04 plan 3'-5 1/2" x 1'-3" -> 6/A12.04 elevation -> 7/A12.04 | w5
BLK-MW06A-E | FRT blocking 2x wood (FRTW per A12.03-A12.06 sheet note D) (LF) | LF | 9 | DERIVADO | A00.30 MILLWORK SCHEDULE row MW06A; A12.0x sheet note D 'PROVIDE FRTW BLOCKING AT ALL MILLWORK VERTICAL SURFACE CLEATS AND MOUNTING LOCATIONS'; lengths printed on the A12.0x plan | 3 standards x 3'-0" = 9.00 (same elevation assumed - RFI-w5-10) | A02.01 tag -> A00.30 millwork schedule -> A02.01 + 1/A08.01 (2nd MW06A tag) -> 6/A12.04 (only elevation) | w5
BLK-MW07 | FRT blocking 2x wood (FRTW per A12.03-A12.06 sheet note D) (LF) | LF | 19.875 | DERIVADO | A00.30 MILLWORK SCHEDULE row MW07; A12.0x sheet note D 'PROVIDE FRTW BLOCKING AT ALL MILLWORK VERTICAL SURFACE CLEATS AND MOUNTING LOCATIONS'; lengths printed on the A12.0x plan | base 1 run x 6.625 + upper 2 runs x 6.625 = 19.875 | A02.01 tag -> A00.30 millwork schedule -> 1/A12.05 plan '6'-7 1/2"' -> 2/A12.05 elevation (4'-1 1/2" + 2'-6"; upper 2'-6") -> 4A/4B/A12.05 -> 4/A11.02 | w5
BLK-MW08 | FRT blocking 2x wood (FRTW per A12.03-A12.06 sheet note D) (LF) | LF | 7.583 | DERIVADO | A00.30 MILLWORK SCHEDULE row MW08; A12.0x sheet note D 'PROVIDE FRTW BLOCKING AT ALL MILLWORK VERTICAL SURFACE CLEATS AND MOUNTING LOCATIONS'; lengths printed on the A12.0x plan | base 1 run x 7'-7" = 7.583 | A02.01 tag -> A00.30 millwork schedule -> 9/A12.04 plan '7'-7"' -> 10/A12.04 -> 12/A12.04, 3/A12.04 'PROVIDE ADDITIONAL PRESSURE TREATED BLOCKING IN PARTITION' -> 8/A11.02 | w5
BLK-MW11 | FRT blocking 2x wood (FRTW per A12.03-A12.06 sheet note D) (LF) | LF | 13.5 | DERIVADO | A00.30 MILLWORK SCHEDULE row MW11; A12.0x sheet note D 'PROVIDE FRTW BLOCKING AT ALL MILLWORK VERTICAL SURFACE CLEATS AND MOUNTING LOCATIONS'; lengths printed on the A12.0x plan | base 1 run x 13'-6" = 13.50 | A02.01 tag -> A00.30 millwork schedule -> 5/A12.05 plan '13'-6"' -> 6/A12.05 -> 7/A12.05 'METAL ANGLE SUPPORT WHERE WALL-SUPPORTED' -> 9/A11.03 | w5
BLK-MW12 | FRT blocking 2x wood (FRTW per A12.03-A12.06 sheet note D) (LF) | LF | 28.731 | DERIVADO | A00.30 MILLWORK SCHEDULE row MW12; A12.0x sheet note D 'PROVIDE FRTW BLOCKING AT ALL MILLWORK VERTICAL SURFACE CLEATS AND MOUNTING LOCATIONS'; lengths printed on the A12.0x plan | base: 1 x (2'-0"+5'-0") + 1 x (2'-0"+2'-3 1/4") = 7.0+4.271; uppers 2 runs x (5.76 [vector 11/A12.05] + 2.97 [vector 10/A12.05]) = 17.46; total 28.73 | A02.01 tag -> A00.30 millwork schedule -> 9/A12.05 plan (2'-0" + 5'-0", 2'-0" + 2'-3 1/4") -> 10/A12.05 + 11/A12.05 (upper 2'-6" high, length by vector) -> 11/A12.04 'PROVIDE ADDITIONAL BLOCKING IN PARTITION' -> 10,11/A11.02 | w5
BLK-MW13 | FRT blocking 2x wood (FRTW per A12.03-A12.06 sheet note D) (LF) | LF | 23.333 | DERIVADO | A00.30 MILLWORK SCHEDULE row MW13; A12.0x sheet note D 'PROVIDE FRTW BLOCKING AT ALL MILLWORK VERTICAL SURFACE CLEATS AND MOUNTING LOCATIONS'; lengths printed on the A12.0x plan | full-height unit 2 runs x 11'-8" = 23.333 | A02.01 tag -> A00.30 millwork schedule -> 1/A12.06 plan '11'-8"' -> 2/A12.06 (4'-4" HOLD + 3'-3" + 3'-11 1/2") -> 4/A12.06, 3/A12.06 'PROVIDE ADDITIONAL BLOCKING IN PARITITION AND MOUNT SHELVING UNIT TO STUDS AND BLOCKING ONLY' -> 9/A11.02 | w5
BLK-MW18 | FRT blocking 2x wood (FRTW per A12.03-A12.06 sheet note D) (LF) | LF | 12.333 | DERIVADO | A00.30 MILLWORK SCHEDULE row MW18; A12.0x sheet note D 'PROVIDE FRTW BLOCKING AT ALL MILLWORK VERTICAL SURFACE CLEATS AND MOUNTING LOCATIONS'; lengths printed on the A12.0x plan | base 1 x 3'-4" = 3.333 + 3 standards x 3'-0" = 9.0; total 12.333 | A02.01 tag -> A00.30 millwork schedule -> 8/A12.06 plan '3'-4"' -> 9/A12.06 (standards 2 per section, 3'-0") -> 10/A12.06 -> 8/A08.11 | w5
BLK-MW21 | FRT blocking 2x wood (FRTW per A12.03-A12.06 sheet note D) (LF) | LF | 10 | DERIVADO | A00.30 MILLWORK SCHEDULE row MW21; A12.0x sheet note D 'PROVIDE FRTW BLOCKING AT ALL MILLWORK VERTICAL SURFACE CLEATS AND MOUNTING LOCATIONS'; lengths printed on the A12.0x plan | 1 run x 10'-0" = 10.00 | A02.01 tag -> A00.30 millwork schedule -> 5/A12.06 plan '10'-0"' -> 6/A12.06 -> 7/A12.06 'METAL ANGLE ON BOTH SIDES' -> 6/A11.02 | w5
BLK-TA-3-M | FRT blocking 2x wood (FRTW per A12.03-A12.06 sheet note D) (LF) | LF | 3.5 | DERIVADO | A08.01 TOILET ACCESSORY LEGENDS row TA-3 + sheet note E 'CONTRACTOR TO PROVIDE FRT BLOCKING IN WALLS FOR ALL TOILET ROOM ACCESSORIES AND FIXTURES AS REQUIRED' | 1 run x 42" = 3.50 | A02.01 -> 1/A08.01 plan tag -> A/B/C/D A08.01 elevation -> legend | w5
BLK-TA-4-M | FRT blocking 2x wood (FRTW per A12.03-A12.06 sheet note D) (LF) | LF | 3 | DERIVADO | A08.01 TOILET ACCESSORY LEGENDS row TA-4 + sheet note E 'CONTRACTOR TO PROVIDE FRT BLOCKING IN WALLS FOR ALL TOILET ROOM ACCESSORIES AND FIXTURES AS REQUIRED' | 1 run x 36" = 3.00 | A02.01 -> 1/A08.01 plan tag -> A/B/C/D A08.01 elevation -> legend | w5
BLK-TA-5-M | FRT blocking 2x wood (FRTW per A12.03-A12.06 sheet note D) (LF) | LF | 2.667 | DERIVADO | A08.01 TOILET ACCESSORY LEGENDS row TA-5 + sheet note E 'CONTRACTOR TO PROVIDE FRT BLOCKING IN WALLS FOR ALL TOILET ROOM ACCESSORIES AND FIXTURES AS REQUIRED' | vertical bar: 2 horizontal pieces (one per flange) x 1'-4" stud bay = 2.67 | A02.01 -> 1/A08.01 plan tag -> A/B/C/D A08.01 elevation -> legend | w5
BLK-TA-7-M | FRT blocking 2x wood (FRTW per A12.03-A12.06 sheet note D) (LF) | LF | 4 | DERIVADO | A08.01 TOILET ACCESSORY LEGENDS row TA-7 + sheet note E 'CONTRACTOR TO PROVIDE FRT BLOCKING IN WALLS FOR ALL TOILET ROOM ACCESSORIES AND FIXTURES AS REQUIRED' | 2 runs (top+bottom) x 2.0 ft width [vector, elev A 1/2"=1'-0"] = 4.00 | A02.01 -> 1/A08.01 plan tag -> A/B/C/D A08.01 elevation -> legend | w5
BLK-TA-8-M | FRT blocking 2x wood (FRTW per A12.03-A12.06 sheet note D) (LF) | LF | 1.333 | DERIVADO | A08.01 TOILET ACCESSORY LEGENDS row TA-8 + sheet note E 'CONTRACTOR TO PROVIDE FRT BLOCKING IN WALLS FOR ALL TOILET ROOM ACCESSORIES AND FIXTURES AS REQUIRED' | small accessory: 1 piece x 1'-4" stud bay | A02.01 -> 1/A08.01 plan tag -> A/B/C/D A08.01 elevation -> legend | w5
BLK-TA-10-M | FRT blocking 2x wood (FRTW per A12.03-A12.06 sheet note D) (LF) | LF | 1.333 | DERIVADO | A08.01 TOILET ACCESSORY LEGENDS row TA-10 + sheet note E 'CONTRACTOR TO PROVIDE FRT BLOCKING IN WALLS FOR ALL TOILET ROOM ACCESSORIES AND FIXTURES AS REQUIRED' | 1 piece x 1'-4" | A02.01 -> 1/A08.01 plan tag -> A/B/C/D A08.01 elevation -> legend | w5
BLK-TA-16-M | FRT blocking 2x wood (FRTW per A12.03-A12.06 sheet note D) (LF) | LF | 5.7 | DERIVADO | A08.01 TOILET ACCESSORY LEGENDS row TA-16 + sheet note E 'CONTRACTOR TO PROVIDE FRT BLOCKING IN WALLS FOR ALL TOILET ROOM ACCESSORIES AND FIXTURES AS REQUIRED' | 2 runs x 2.85 ft [vector elev C] = 5.70 | A02.01 -> 1/A08.01 plan tag -> A/B/C/D A08.01 elevation -> legend | w5
BLK-TA-17-M | FRT blocking 2x wood (FRTW per A12.03-A12.06 sheet note D) (LF) | LF | 1.6 | DERIVADO | A08.01 TOILET ACCESSORY LEGENDS row TA-17 + sheet note E 'CONTRACTOR TO PROVIDE FRT BLOCKING IN WALLS FOR ALL TOILET ROOM ACCESSORIES AND FIXTURES AS REQUIRED' | 1 run x 1.6 ft [vector elev D] | A02.01 -> 1/A08.01 plan tag -> A/B/C/D A08.01 elevation -> legend | w5
BLK-PF-02-M | FRT blocking 2x wood (FRTW per A12.03-A12.06 sheet note D) (LF) | LF | 2 | DERIVADO | A08.01 TOILET ACCESSORY LEGENDS row PF-02 + sheet note E 'CONTRACTOR TO PROVIDE FRT BLOCKING IN WALLS FOR ALL TOILET ROOM ACCESSORIES AND FIXTURES AS REQUIRED' | 1 run x 2.0 ft [vector 1/A08.01] | A02.01 -> 1/A08.01 plan tag -> A/B/C/D A08.01 elevation -> legend | w5
REC-TA-13-M | framed opening recessed accessory TA-13 (LF) | LF | 7.26 | DERIVADO | A08.01 legend TA-13 ('RECESS') | perimeter 2 x (1.45 + 2.18) ft, vector size from elev A 1/2"=1'-0" (no printed size) | 1/A08.01 -> A/A08.01 | w5
REC-TA-14-M | framed opening recessed accessory TA-14 (LF) | LF | 7 | DERIVADO | A08.01 legend TA-14 ('RECESS') | perimeter 2 x (1.15 + 2.35) ft, vector size from elev A 1/2"=1'-0" (no printed size) | 1/A08.01 -> A/A08.01 | w5
BLK-TA-3-W | FRT blocking 2x wood (FRTW per A12.03-A12.06 sheet note D) (LF) | LF | 3.5 | DERIVADO | A08.01 TOILET ACCESSORY LEGENDS row TA-3 + sheet note E 'CONTRACTOR TO PROVIDE FRT BLOCKING IN WALLS FOR ALL TOILET ROOM ACCESSORIES AND FIXTURES AS REQUIRED' | 1 run x 42" = 3.50 | A02.01 -> 1/A08.01 plan tag -> A/B/C/D A08.01 elevation -> legend | w5
BLK-TA-4-W | FRT blocking 2x wood (FRTW per A12.03-A12.06 sheet note D) (LF) | LF | 3 | DERIVADO | A08.01 TOILET ACCESSORY LEGENDS row TA-4 + sheet note E 'CONTRACTOR TO PROVIDE FRT BLOCKING IN WALLS FOR ALL TOILET ROOM ACCESSORIES AND FIXTURES AS REQUIRED' | 1 run x 36" = 3.00 | A02.01 -> 1/A08.01 plan tag -> A/B/C/D A08.01 elevation -> legend | w5
BLK-TA-5-W | FRT blocking 2x wood (FRTW per A12.03-A12.06 sheet note D) (LF) | LF | 2.667 | DERIVADO | A08.01 TOILET ACCESSORY LEGENDS row TA-5 + sheet note E 'CONTRACTOR TO PROVIDE FRT BLOCKING IN WALLS FOR ALL TOILET ROOM ACCESSORIES AND FIXTURES AS REQUIRED' | vertical bar: 2 horizontal pieces (one per flange) x 1'-4" stud bay = 2.67 | A02.01 -> 1/A08.01 plan tag -> A/B/C/D A08.01 elevation -> legend | w5
BLK-TA-7-W | FRT blocking 2x wood (FRTW per A12.03-A12.06 sheet note D) (LF) | LF | 4 | DERIVADO | A08.01 TOILET ACCESSORY LEGENDS row TA-7 + sheet note E 'CONTRACTOR TO PROVIDE FRT BLOCKING IN WALLS FOR ALL TOILET ROOM ACCESSORIES AND FIXTURES AS REQUIRED' | 2 runs (top+bottom) x 2.0 ft width [vector, elev A 1/2"=1'-0"] = 4.00 | A02.01 -> 1/A08.01 plan tag -> A/B/C/D A08.01 elevation -> legend | w5
BLK-TA-8-W | FRT blocking 2x wood (FRTW per A12.03-A12.06 sheet note D) (LF) | LF | 1.333 | DERIVADO | A08.01 TOILET ACCESSORY LEGENDS row TA-8 + sheet note E 'CONTRACTOR TO PROVIDE FRT BLOCKING IN WALLS FOR ALL TOILET ROOM ACCESSORIES AND FIXTURES AS REQUIRED' | small accessory: 1 piece x 1'-4" stud bay | A02.01 -> 1/A08.01 plan tag -> A/B/C/D A08.01 elevation -> legend | w5
BLK-TA-10-W | FRT blocking 2x wood (FRTW per A12.03-A12.06 sheet note D) (LF) | LF | 1.333 | DERIVADO | A08.01 TOILET ACCESSORY LEGENDS row TA-10 + sheet note E 'CONTRACTOR TO PROVIDE FRT BLOCKING IN WALLS FOR ALL TOILET ROOM ACCESSORIES AND FIXTURES AS REQUIRED' | 1 piece x 1'-4" | A02.01 -> 1/A08.01 plan tag -> A/B/C/D A08.01 elevation -> legend | w5
BLK-TA-16-W | FRT blocking 2x wood (FRTW per A12.03-A12.06 sheet note D) (LF) | LF | 5.7 | DERIVADO | A08.01 TOILET ACCESSORY LEGENDS row TA-16 + sheet note E 'CONTRACTOR TO PROVIDE FRT BLOCKING IN WALLS FOR ALL TOILET ROOM ACCESSORIES AND FIXTURES AS REQUIRED' | 2 runs x 2.85 ft [vector elev C] = 5.70 | A02.01 -> 1/A08.01 plan tag -> A/B/C/D A08.01 elevation -> legend | w5
BLK-TA-9-W | FRT blocking 2x wood (FRTW per A12.03-A12.06 sheet note D) (LF) | LF | 1.333 | DERIVADO | A08.01 TOILET ACCESSORY LEGENDS row TA-9 + sheet note E 'CONTRACTOR TO PROVIDE FRT BLOCKING IN WALLS FOR ALL TOILET ROOM ACCESSORIES AND FIXTURES AS REQUIRED' | 1 piece x 1'-4" | A02.01 -> 1/A08.01 plan tag -> A/B/C/D A08.01 elevation -> legend | w5
BLK-TA-17-W | FRT blocking 2x wood (FRTW per A12.03-A12.06 sheet note D) (LF) | LF | 1.6 | DERIVADO | A08.01 TOILET ACCESSORY LEGENDS row TA-17 + sheet note E 'CONTRACTOR TO PROVIDE FRT BLOCKING IN WALLS FOR ALL TOILET ROOM ACCESSORIES AND FIXTURES AS REQUIRED' | 1 run x 1.6 ft [vector elev D] | A02.01 -> 1/A08.01 plan tag -> A/B/C/D A08.01 elevation -> legend | w5
BLK-PF-02-W | FRT blocking 2x wood (FRTW per A12.03-A12.06 sheet note D) (LF) | LF | 2 | DERIVADO | A08.01 TOILET ACCESSORY LEGENDS row PF-02 + sheet note E 'CONTRACTOR TO PROVIDE FRT BLOCKING IN WALLS FOR ALL TOILET ROOM ACCESSORIES AND FIXTURES AS REQUIRED' | 1 run x 2.0 ft [vector 1/A08.01] | A02.01 -> 1/A08.01 plan tag -> A/B/C/D A08.01 elevation -> legend | w5
REC-TA-13-W | framed opening recessed accessory TA-13 (LF) | LF | 7.26 | DERIVADO | A08.01 legend TA-13 ('RECESS') | perimeter 2 x (1.45 + 2.18) ft, vector size from elev A 1/2"=1'-0" (no printed size) | 1/A08.01 -> A/A08.01 | w5
REC-TA-14-W | framed opening recessed accessory TA-14 (LF) | LF | 7 | DERIVADO | A08.01 legend TA-14 ('RECESS') | perimeter 2 x (1.15 + 2.35) ft, vector size from elev A 1/2"=1'-0" (no printed size) | 1/A08.01 -> A/A08.01 | w5
REC-TA-2-BR | framed opening recessed accessory TA-2 (LF) | LF | 5.44 | DERIVADO | A08.01 legend 'TA-2 BREAKROOM, WELLNESS RECESSED PAPER TOWEL DISPENSER' | perimeter 2 x (1.13 + 1.59) ft [vector, A11.02 1/2"=1'-0"] | A08.01 legend -> A11.02 8 / 15 | w5
REC-TA-2-WL | framed opening recessed accessory TA-2 (LF) | LF | 5.44 | DERIVADO | A08.01 legend 'TA-2 BREAKROOM, WELLNESS RECESSED PAPER TOWEL DISPENSER' | perimeter 2 x (1.13 + 1.59) ft [vector, A11.02 1/2"=1'-0"] | A08.01 legend -> A11.02 8 / 15 | w5
BLK-TA-19 | FRT blocking 2x wood (FRTW per A12.03-A12.06 sheet note D) (LF) | LF | 3.92 | DERIVADO | A08.01 legend TA-19 '40" AFF TO BOTTOM OF REFLECTIVE SURFACE' | 2 runs x 1.96 ft [vector 14/A11.02] | A08.01 legend -> 14/A11.02 | w5
BLK-EQ-07 | FRT blocking 2x wood (FRTW per A12.03-A12.06 sheet note D) (LF) | LF | 8 | DERIVADO | A02.01 general note C 'CONTRACTOR SHALL PROVIDE BLOCKING FOR ALL EQUIPMENT AND ACCESSORIES MOUNTED ON WALLS' + schedule row | 2 runs x 4'-0" (schedule 48" W) | A02.01 note C -> A00.40 equipment schedule / A06.01 -> A11.0x elevation | w5
BLK-EQ-58-CC | FRT blocking 2x wood (FRTW per A12.03-A12.06 sheet note D) (LF) | LF | 2.667 | DERIVADO | A02.01 general note C 'CONTRACTOR SHALL PROVIDE BLOCKING FOR ALL EQUIPMENT AND ACCESSORIES MOUNTED ON WALLS' + schedule row | 2 pieces x 1'-4" (arm plate) | A02.01 note C -> A00.40 equipment schedule / A06.01 -> A11.0x elevation | w5
BLK-EQ-58-WR | FRT blocking 2x wood (FRTW per A12.03-A12.06 sheet note D) (LF) | LF | 2.667 | DERIVADO | A02.01 general note C 'CONTRACTOR SHALL PROVIDE BLOCKING FOR ALL EQUIPMENT AND ACCESSORIES MOUNTED ON WALLS' + schedule row | 2 pieces x 1'-4" | A02.01 note C -> A00.40 equipment schedule / A06.01 -> A11.0x elevation | w5
BLK-EQ-69-N | FRT blocking 2x wood (FRTW per A12.03-A12.06 sheet note D) (LF) | LF | 8 | DERIVADO | A02.01 general note C 'CONTRACTOR SHALL PROVIDE BLOCKING FOR ALL EQUIPMENT AND ACCESSORIES MOUNTED ON WALLS' + schedule row | 2 runs x 4'-0" | A02.01 note C -> A00.40 equipment schedule / A06.01 -> A11.0x elevation | w5
BLK-EQ-69-S | FRT blocking 2x wood (FRTW per A12.03-A12.06 sheet note D) (LF) | LF | 8 | DERIVADO | A02.01 general note C 'CONTRACTOR SHALL PROVIDE BLOCKING FOR ALL EQUIPMENT AND ACCESSORIES MOUNTED ON WALLS' + schedule row | 2 runs x 4'-0" | A02.01 note C -> A00.40 equipment schedule / A06.01 -> A11.0x elevation | w5
BLK-EQ-CW16 | FRT blocking 2x wood (FRTW per A12.03-A12.06 sheet note D) (LF) | LF | 9.71 | DERIVADO | A02.01 general note C 'CONTRACTOR SHALL PROVIDE BLOCKING FOR ALL EQUIPMENT AND ACCESSORIES MOUNTED ON WALLS' + schedule row | 2 runs x 4.86 ft [vector width 5/A11.02, 4 columns] | A02.01 note C -> A00.40 equipment schedule / A06.01 -> A11.0x elevation | w5
BLK-EQ-03-BR | FRT blocking 2x wood (FRTW per A12.03-A12.06 sheet note D) (LF) | LF | 3 | DERIVADO | A02.01 general note C 'CONTRACTOR SHALL PROVIDE BLOCKING FOR ALL EQUIPMENT AND ACCESSORIES MOUNTED ON WALLS' + schedule row | 2 rails x 1'-6" printed | A02.01 note C -> A00.40 equipment schedule / A06.01 -> A11.0x elevation | w5
BLK-EQ-FE-BR | FRT blocking 2x wood (FRTW per A12.03-A12.06 sheet note D) (LF) | LF | 1.333 | DERIVADO | A02.01 general note C 'CONTRACTOR SHALL PROVIDE BLOCKING FOR ALL EQUIPMENT AND ACCESSORIES MOUNTED ON WALLS' + schedule row | 1 piece x 1'-4" | A02.01 note C -> A00.40 equipment schedule / A06.01 -> A11.0x elevation | w5
BLK-EQ-24-BR | FRT blocking 2x wood (FRTW per A12.03-A12.06 sheet note D) (LF) | LF | 1.333 | DERIVADO | A02.01 general note C 'CONTRACTOR SHALL PROVIDE BLOCKING FOR ALL EQUIPMENT AND ACCESSORIES MOUNTED ON WALLS' + schedule row | 1 piece x 1'-4" | A02.01 note C -> A00.40 equipment schedule / A06.01 -> A11.0x elevation | w5
BLK-EQ-24-WR | FRT blocking 2x wood (FRTW per A12.03-A12.06 sheet note D) (LF) | LF | 1.333 | DERIVADO | A02.01 general note C 'CONTRACTOR SHALL PROVIDE BLOCKING FOR ALL EQUIPMENT AND ACCESSORIES MOUNTED ON WALLS' + schedule row | 1 piece x 1'-4" | A02.01 note C -> A00.40 equipment schedule / A06.01 -> A11.0x elevation | w5
BLK-EQ-24-WL | FRT blocking 2x wood (FRTW per A12.03-A12.06 sheet note D) (LF) | LF | 1.333 | DERIVADO | A02.01 general note C 'CONTRACTOR SHALL PROVIDE BLOCKING FOR ALL EQUIPMENT AND ACCESSORIES MOUNTED ON WALLS' + schedule row | 1 piece x 1'-4" | A02.01 note C -> A00.40 equipment schedule / A06.01 -> A11.0x elevation | w5
BLK-EQ-64-WL | FRT blocking 2x wood (FRTW per A12.03-A12.06 sheet note D) (LF) | LF | 1.333 | DERIVADO | A02.01 general note C 'CONTRACTOR SHALL PROVIDE BLOCKING FOR ALL EQUIPMENT AND ACCESSORIES MOUNTED ON WALLS' + schedule row | 1 piece x 1'-4" | A02.01 note C -> A00.40 equipment schedule / A06.01 -> A11.0x elevation | w5
BLK-EQ-64-WR | FRT blocking 2x wood (FRTW per A12.03-A12.06 sheet note D) (LF) | LF | 1.333 | DERIVADO | A02.01 general note C 'CONTRACTOR SHALL PROVIDE BLOCKING FOR ALL EQUIPMENT AND ACCESSORIES MOUNTED ON WALLS' + schedule row | 1 piece x 1'-4" | A02.01 note C -> A00.40 equipment schedule / A06.01 -> A11.0x elevation | w5
BLK-EQ-64-CW | FRT blocking 2x wood (FRTW per A12.03-A12.06 sheet note D) (LF) | LF | 1.333 | DERIVADO | A02.01 general note C 'CONTRACTOR SHALL PROVIDE BLOCKING FOR ALL EQUIPMENT AND ACCESSORIES MOUNTED ON WALLS' + schedule row | 1 piece x 1'-4" | A02.01 note C -> A00.40 equipment schedule / A06.01 -> A11.0x elevation | w5
BLK-EQ-03-WL | FRT blocking 2x wood (FRTW per A12.03-A12.06 sheet note D) (LF) | LF | 2.667 | DERIVADO | A02.01 general note C 'CONTRACTOR SHALL PROVIDE BLOCKING FOR ALL EQUIPMENT AND ACCESSORIES MOUNTED ON WALLS' + schedule row | 2 pieces x 1'-4" | A02.01 note C -> A00.40 equipment schedule / A06.01 -> A11.0x elevation | w5
BLK-LADDER | FRT blocking 2x wood (FRTW per A12.03-A12.06 sheet note D) (LF) | LF | 6 | DERIVADO | A02.01 general note C 'CONTRACTOR SHALL PROVIDE BLOCKING FOR ALL EQUIPMENT AND ACCESSORIES MOUNTED ON WALLS' + schedule row | 3 bracket levels (3/A09.30) x 2'-0" (1'-6" min ladder + brackets) [DERIVADO] | A02.01 note C -> A00.40 equipment schedule / A06.01 -> A11.0x elevation | w5
BLK-WH-1-PLATFORM | FRT blocking 2x wood (FRTW per A12.03-A12.06 sheet note D) (LF) | LF | 6 | DERIVADO | A02.01 general note C 'CONTRACTOR SHALL PROVIDE BLOCKING FOR ALL EQUIPMENT AND ACCESSORIES MOUNTED ON WALLS' + schedule row | 3 rows (strap, platform, brace - 3/P00.01) x 2'-0" assumed platform width [DERIVADO, width not printed - RFI-w5-11] | A02.01 note C -> A00.40 equipment schedule / A06.01 -> A11.0x elevation | w5
PLY-85MONITOR | FRT plywood 3/4" (SF) | SF | 3.38 | DERIVADO | 13/A12.02 '3/4" FRT PLYWOOD BLOCKING TO BE PROVIDED AND INSTALLED INLINE WITH METAL STUDS'; 9/A12.02 | vector of dashed rectangle 13/A12.02 (1/2"=1'-0" = 36 pt/ft): (563.5-430.8)/36 = 3.686 ft x (463.1-430.1)/36 = 0.917 ft = 3.38 SF (= 3.69 LF of 11" strip) | A02.01 KN7 -> 1/A11.01 -> 13/A12.02 -> 9/A12.02 | w5
PLY-KN6-ELEC | FRT plywood 3/4" (SF) | SF | 200 | DERIVADO | A02.01 KN6 'PROVIDE FIRE RATED 3/4" PLYWOOD BACKBOARD PAINTED WHITE, INSTALL 6" AFF'; 2,3,4/A11.03 '3/4" FRT PLYWOOD' '8'-0"'; room dims A02.01 '9'-7"' '5'-10"' | (9.583 + 9.583 + 5.833) x 8.0 = 200.0 SF | A02.01 KN6 -> A11.03 2/3/4 -> E02.02 note 29 | w5
PLY-KN6-NER | FRT plywood 3/4" (SF) | SF | 60 | DERIVADO | 5/A11.03 '3/4" FRT PLYWOOD' 8'-0"; E02.02 note 29 'PROVIDE 8'x7'-6"x3/4" FIRE-RATED PLYWOOD BACKBOARDS'; A02.01 NER '7'-6"' | 7.5 x 8.0 = 60.0 SF | A02.01 KN6 -> 5/A11.03 -> E02.02 note 29 | w5
PLY-CSR-SOFFIT | FRT plywood 5/8" (SF) | SF | 41.1 | DERIVADO | 9/A12.08 '5/8" FIRE TREATED PLYWOOD BLOCKING'; 1/A12.08 '12'-0 1/4" R.O. HOLD', '3'-5"' | 12.021 x 3.417 = 41.1 SF (full soffit underside assumed) | A02.01 -> 1/A12.08 -> 9/A12.08 | w5
BLK-PF-06-EWC | FRT blocking 2x wood (FRTW per A12.03-A12.06 sheet note D) (LF) | LF | PENDING | PENDIENTE | P00.01 plumbing fixture schedule PF-06 'SELF CONTAINED, WALL HUNG, BI-LEVEL' | no mounting width printed - RFI-w5-08 | A02.01 -> P00.01 schedule -> P01.01 | w5
REC-FEC-1 | framed opening recessed accessory FEC-1 (LF) | LF | PENDING | PENDIENTE | A02.01 legend 'FIRE EXTINGUISHER CABINET' | cabinet type/size not printed - RFI-w5-09 | A02.01 | w5
REC-FEC-2 | framed opening recessed accessory FEC-2 (LF) | LF | PENDING | PENDIENTE | A02.01 legend 'FIRE EXTINGUISHER CABINET' | cabinet type/size not printed - RFI-w5-09 | A02.01 | w5
WZ-FRP-M | FRP WC-3 Marlite Symmetrix (SF) | SF | 147.32 | DERIVADO | A08.01 elev A-D '5'-0" TO TOP OF FRP' measured from top of 6" CT-12C cove base ('6"'); A00.40 WC-3 FRP Marlite Symmetrix 'GC GC' (ordered by GC, installed by GC); A08.01 finish schedule P-15 'TOP OF FRP - 6" ABOVE CEILING' | perimeter 36.33 LF (vector 1/A08.01 at 36 pt/ft; printed check 11'-7 1/2" x 6'-6 3/4") - doors 6.0 = 30.33 LF x 5.0 ft = 151.65 SF - mirror housing TA-7 (A08.01 KN8 'PROVIDE FRP AROUND THE MIRROR'S HOUSING') 2.0 x (5.5-3.33) = 4.33 SF -> 147.32 SF | A02.01 -> 1/A08.01 -> 2/A08.01 finish plan -> A-D/A08.01 -> 3/A08.01 -> 7/A08.01 -> A00.40 WC-3 | w5
WZ-FRP-M | PVC edge trim molding FRP (LF) | LF | 30.33 | DERIVADO | 3/A08.01 'PVC EDGE TRIM MOLDING' top + 'PVC EDGE TRIP MOLDING' bottom | top cap = net perimeter 30.33 LF (bottom trim same LF, by FRP installer) | A02.01 -> 1/A08.01 -> 2/A08.01 finish plan -> A-D/A08.01 -> 3/A08.01 -> 7/A08.01 -> A00.40 WC-3 | w5
WZ-MR-M | 5/8" gyp moisture resistant (reclassified from the face board of wall type C1) (SF) | SF | 84.4 | DERIVADO | A08.01 sheet note F 'USE MOISTURE RESISTANT GYPSUM BOARD BEHIND TOILET AND LAVATORY.'; A04.01 'GB 8'-6"' | chase face 9.925 LF (vector (2558.3-2201.0)/36) x 8.5 ft (GB ceiling 8'-6") = 84.4 SF | 1/A08.01 -> A/A08.01 -> A04.01 | w5
WZ-CB-M | cement board 1/2" tile backer at 6" CT-12C base band (SF) | SF | 15.165 | DERIVADO | A08.01 CT-12C 6x6x5/16 cove base; 3/A08.01 shows base on mortar bed over gypsum (no backer called) | 30.33 LF x 0.5 ft = 15.165 SF (reclass of gyp face, alternate A = 0 SF as drawn / MR) | 3/A08.01 | w5
WZ-FRP-W | FRP WC-3 Marlite Symmetrix (SF) | SF | 162.17 | DERIVADO | A08.01 elev A-D '5'-0" TO TOP OF FRP' measured from top of 6" CT-12C cove base ('6"'); A00.40 WC-3 FRP Marlite Symmetrix 'GC GC' (ordered by GC, installed by GC); A08.01 finish schedule P-15 'TOP OF FRP - 6" ABOVE CEILING' | perimeter 36.3 LF (vector 1/A08.01 at 36 pt/ft; printed check 11'-7 1/2" x 6'-6 3/4") - doors 3.0 = 33.3 LF x 5.0 ft = 166.5 SF - mirror housing TA-7 (A08.01 KN8 'PROVIDE FRP AROUND THE MIRROR'S HOUSING') 2.0 x (5.5-3.33) = 4.33 SF -> 162.17 SF | A02.01 -> 1/A08.01 -> 2/A08.01 finish plan -> A-D/A08.01 -> 3/A08.01 -> 7/A08.01 -> A00.40 WC-3 | w5
WZ-FRP-W | PVC edge trim molding FRP (LF) | LF | 33.3 | DERIVADO | 3/A08.01 'PVC EDGE TRIM MOLDING' top + 'PVC EDGE TRIP MOLDING' bottom | top cap = net perimeter 33.3 LF (bottom trim same LF, by FRP installer) | A02.01 -> 1/A08.01 -> 2/A08.01 finish plan -> A-D/A08.01 -> 3/A08.01 -> 7/A08.01 -> A00.40 WC-3 | w5
WZ-MR-W | 5/8" gyp moisture resistant (reclassified from the face board of wall type C1) (SF) | SF | 84.4 | DERIVADO | A08.01 sheet note F 'USE MOISTURE RESISTANT GYPSUM BOARD BEHIND TOILET AND LAVATORY.'; A04.01 'GB 8'-6"' | chase face 9.925 LF (vector (2558.3-2201.0)/36) x 8.5 ft (GB ceiling 8'-6") = 84.4 SF | 1/A08.01 -> A/A08.01 -> A04.01 | w5
WZ-CB-W | cement board 1/2" tile backer at 6" CT-12C base band (SF) | SF | 16.65 | DERIVADO | A08.01 CT-12C 6x6x5/16 cove base; 3/A08.01 shows base on mortar bed over gypsum (no backer called) | 33.3 LF x 0.5 ft = 16.65 SF (reclass of gyp face, alternate A = 0 SF as drawn / MR) | 3/A08.01 | w5
WZ-FRP-JAN | FRP WC-2 glass fiber reinforced panel (SF) | SF | 16 | DERIVADO | A05.01 finish KN6 'FRP FROM FLOOR TO 4'-0" AFF, WIDTH TO MATCH WIDTH OF MOP SINK AT BOTH SIDES'; 6/A12.04 'WC-2' '4'-0"'; A00.40 WC-2 'GC GC'; P00.01 PF-07 Acorn TSH-24 | 2 faces x 2.0 ft (vector 6/A12.04 = 24", matches TSH-24) x 4.0 ft = 16.0 SF; no base behind mop sink (4/A08.01: FRP to tiling flange) | A02.01 -> 1/A08.01 -> 4,5/A08.01 -> A05.01 KN6 -> 6/A12.04 -> A00.40 | w5
MEP-c01 | framed opening MEP duct 14x12 rect (LF) | LF | 4.333 | DERIVADO | M01.01 duct size label at crossing (image); A12.01 partition details '...UNDERSIDE OF STRUCTURE' | track/stud perimeter 2 x (14" + 12") = 4.333 LF (nominal duct size, clearance by field) | A02.01 wall band -> M01.01 (tools/cruzar_mep.py, verified by image) -> A12.01 type detail | w5
MEP-c02 | framed opening MEP duct 10 dia (LF) | LF | 3.333 | DERIVADO | M01.01 duct size label at crossing (image); A12.01 partition details '...UNDERSIDE OF STRUCTURE' | track/stud perimeter 2 x (10" + 10") = 3.333 LF (nominal duct size, clearance by field) | A02.01 wall band -> M01.01 (tools/cruzar_mep.py, verified by image) -> A12.01 type detail | w5
MEP-c03 | framed opening MEP duct 8 dia (LF) | LF | 2.667 | DERIVADO | M01.01 duct size label at crossing (image); A12.01 partition details '...UNDERSIDE OF STRUCTURE' | track/stud perimeter 2 x (8" + 8") = 2.667 LF (nominal duct size, clearance by field) | A02.01 wall band -> M01.01 (tools/cruzar_mep.py, verified by image) -> A12.01 type detail | w5
MEP-c04 | framed opening MEP duct 8 dia (LF) | LF | 2.667 | DERIVADO | M01.01 duct size label at crossing (image); A12.01 partition details '...UNDERSIDE OF STRUCTURE' | track/stud perimeter 2 x (8" + 8") = 2.667 LF (nominal duct size, clearance by field) | A02.01 wall band -> M01.01 (tools/cruzar_mep.py, verified by image) -> A12.01 type detail | w5
MEP-c05 | framed opening MEP duct 14 dia (LF) | LF | 4.667 | DERIVADO | M01.01 duct size label at crossing (image); A12.01 partition details '...UNDERSIDE OF STRUCTURE' | track/stud perimeter 2 x (14" + 14") = 4.667 LF (nominal duct size, clearance by field) | A02.01 wall band -> M01.01 (tools/cruzar_mep.py, verified by image) -> A12.01 type detail | w5
MEP-c06 | framed opening MEP duct 12x14 rect (LF) | LF | 4.333 | DERIVADO | M01.01 duct size label at crossing (image); A12.01 partition details '...UNDERSIDE OF STRUCTURE' | track/stud perimeter 2 x (12" + 14") = 4.333 LF (nominal duct size, clearance by field) | A02.01 wall band -> M01.01 (tools/cruzar_mep.py, verified by image) -> A12.01 type detail | w5
MEP-c07 | framed opening MEP duct 8x8 rect (LF) | LF | 2.667 | DERIVADO | M01.01 duct size label at crossing (image); A12.01 partition details '...UNDERSIDE OF STRUCTURE' | track/stud perimeter 2 x (8" + 8") = 2.667 LF (nominal duct size, clearance by field) | A02.01 wall band -> M01.01 (tools/cruzar_mep.py, verified by image) -> A12.01 type detail | w5
MEP-c08 | framed opening MEP duct 8x8 rect (LF) | LF | 2.667 | DERIVADO | M01.01 duct size label at crossing (image); A12.01 partition details '...UNDERSIDE OF STRUCTURE' | track/stud perimeter 2 x (8" + 8") = 2.667 LF (nominal duct size, clearance by field) | A02.01 wall band -> M01.01 (tools/cruzar_mep.py, verified by image) -> A12.01 type detail | w5
MEP-c09a | framed opening MEP duct approx. 8 (label illegible, vector 0.64 ft) (LF) | LF | 2.667 | DERIVADO | M01.01 duct size label at crossing (image); A12.01 partition details '...UNDERSIDE OF STRUCTURE' | track/stud perimeter 2 x (8" + 8") = 2.667 LF (nominal duct size, clearance by field) | A02.01 wall band -> M01.01 (tools/cruzar_mep.py, verified by image) -> A12.01 type detail | w5
MEP-c09b | framed opening MEP duct 8 dia (LF) | LF | 2.667 | DERIVADO | M01.01 duct size label at crossing (image); A12.01 partition details '...UNDERSIDE OF STRUCTURE' | track/stud perimeter 2 x (8" + 8") = 2.667 LF (nominal duct size, clearance by field) | A02.01 wall band -> M01.01 (tools/cruzar_mep.py, verified by image) -> A12.01 type detail | w5
MEP-c10a | framed opening MEP duct approx. 8 (vector 0.67 ft, no label) (LF) | LF | 2.667 | DERIVADO | M01.01 duct size label at crossing (image); A12.01 partition details '...UNDERSIDE OF STRUCTURE' | track/stud perimeter 2 x (8" + 8") = 2.667 LF (nominal duct size, clearance by field) | A02.01 wall band -> M01.01 (tools/cruzar_mep.py, verified by image) -> A12.01 type detail | w5
MEP-c10b | framed opening MEP duct approx. 8 (same duct) (LF) | LF | 2.667 | DERIVADO | M01.01 duct size label at crossing (image); A12.01 partition details '...UNDERSIDE OF STRUCTURE' | track/stud perimeter 2 x (8" + 8") = 2.667 LF (nominal duct size, clearance by field) | A02.01 wall band -> M01.01 (tools/cruzar_mep.py, verified by image) -> A12.01 type detail | w5
MEP-c11 | framed opening MEP duct 8x10 rect (LF) | LF | 3 | DERIVADO | M01.01 duct size label at crossing (image); A12.01 partition details '...UNDERSIDE OF STRUCTURE' | track/stud perimeter 2 x (8" + 10") = 3.0 LF (nominal duct size, clearance by field) | A02.01 wall band -> M01.01 (tools/cruzar_mep.py, verified by image) -> A12.01 type detail | w5
MEP-c12 | framed opening MEP duct 10 dia (LF) | LF | 3.333 | DERIVADO | M01.01 duct size label at crossing (image); A12.01 partition details '...UNDERSIDE OF STRUCTURE' | track/stud perimeter 2 x (10" + 10") = 3.333 LF (nominal duct size, clearance by field) | A02.01 wall band -> M01.01 (tools/cruzar_mep.py, verified by image) -> A12.01 type detail | w5
MEP-c13 | framed opening MEP duct 10 dia (LF) | LF | 3.333 | DERIVADO | M01.01 duct size label at crossing (image); A12.01 partition details '...UNDERSIDE OF STRUCTURE' | track/stud perimeter 2 x (10" + 10") = 3.333 LF (nominal duct size, clearance by field) | A02.01 wall band -> M01.01 (tools/cruzar_mep.py, verified by image) -> A12.01 type detail | w5
MEP-c14 | framed opening MEP duct 8x10 rect (LF) | LF | 3 | DERIVADO | M01.01 duct size label at crossing (image); A12.01 partition details '...UNDERSIDE OF STRUCTURE' | track/stud perimeter 2 x (8" + 10") = 3.0 LF (nominal duct size, clearance by field) | A02.01 wall band -> M01.01 (tools/cruzar_mep.py, verified by image) -> A12.01 type detail | w5
MEP-c15 | framed opening MEP duct 8 dia (LF) | LF | 2.667 | DERIVADO | M01.01 duct size label at crossing (image); A12.01 partition details '...UNDERSIDE OF STRUCTURE' | track/stud perimeter 2 x (8" + 8") = 2.667 LF (nominal duct size, clearance by field) | A02.01 wall band -> M01.01 (tools/cruzar_mep.py, verified by image) -> A12.01 type detail | w5
MEP-c16 | framed opening MEP duct 8x10 rect (LF) | LF | 3 | DERIVADO | M01.01 duct size label at crossing (image); A12.01 partition details '...UNDERSIDE OF STRUCTURE' | track/stud perimeter 2 x (8" + 10") = 3.0 LF (nominal duct size, clearance by field) | A02.01 wall band -> M01.01 (tools/cruzar_mep.py, verified by image) -> A12.01 type detail | w5
MEP-c17 | framed opening MEP duct 12x10 rect (LF) | LF | 3.667 | DERIVADO | M01.01 duct size label at crossing (image); A12.01 partition details '...UNDERSIDE OF STRUCTURE' | track/stud perimeter 2 x (12" + 10") = 3.667 LF (nominal duct size, clearance by field) | A02.01 wall band -> M01.01 (tools/cruzar_mep.py, verified by image) -> A12.01 type detail | w5
MEP-c18 | framed opening MEP duct 8x10 rect (LF) | LF | 3 | DERIVADO | M01.01 duct size label at crossing (image); A12.01 partition details '...UNDERSIDE OF STRUCTURE' | track/stud perimeter 2 x (8" + 10") = 3.0 LF (nominal duct size, clearance by field) | A02.01 wall band -> M01.01 (tools/cruzar_mep.py, verified by image) -> A12.01 type detail | w5
MEP-c19 | framed opening MEP duct approx. 8 (vector 0.64 ft) (LF) | LF | 2.667 | DERIVADO | M01.01 duct size label at crossing (image); A12.01 partition details '...UNDERSIDE OF STRUCTURE' | track/stud perimeter 2 x (8" + 8") = 2.667 LF (nominal duct size, clearance by field) | A02.01 wall band -> M01.01 (tools/cruzar_mep.py, verified by image) -> A12.01 type detail | w5
MEP-FD1 | framed opening MEP sidewall grille R-2 14x14 w/ FD (LF) | LF | 4.667 | DERIVADO | M01.01 'R-2 14x14, TYP. 2' 'S-2, 12x8 200 CFM' 'S-2, 12x12 600 CFM' + 'FD'; M00.03 R-2/E-2 TITUS 355ZRL | 2 x (14+14)" = 4.667 LF | M01.01 -> M00.01 legend FD -> M00.03 | w5
MEP-FD2 | framed opening MEP sidewall grille R-2 14x14 w/ FD (LF) | LF | 4.667 | DERIVADO | M01.01 'R-2 14x14, TYP. 2' 'S-2, 12x8 200 CFM' 'S-2, 12x12 600 CFM' + 'FD'; M00.03 R-2/E-2 TITUS 355ZRL | 2 x (14+14)" = 4.667 LF | M01.01 -> M00.01 legend FD -> M00.03 | w5
MEP-FD3 | framed opening MEP sidewall grille S-2 12x8 w/ FD (LF) | LF | 3.333 | DERIVADO | M01.01 'R-2 14x14, TYP. 2' 'S-2, 12x8 200 CFM' 'S-2, 12x12 600 CFM' + 'FD'; M00.03 R-2/E-2 TITUS 355ZRL | 2 x (12+8)" = 3.333 LF | M01.01 -> M00.01 legend FD -> M00.03 | w5
MEP-FD4 | framed opening MEP sidewall grille S-2 12x12 w/ FD (LF) | LF | 4 | DERIVADO | M01.01 'R-2 14x14, TYP. 2' 'S-2, 12x8 200 CFM' 'S-2, 12x12 600 CFM' + 'FD'; M00.03 R-2/E-2 TITUS 355ZRL | 2 x (12+12)" = 4.0 LF | M01.01 -> M00.01 legend FD -> M00.03 | w5
MEP-GWB-VEST | framed opening MEP linear diffuser approx. 4'-1" x 6" in GWB ceiling (LF) | LF | 111.84 | DERIVADO | M01.01 linear diffusers 125/60/75 CFM; M00.01 'LSD LINEAR SLOT DIFFUSER'; M00.03 note 3 'FURNISH RAPID-MOUNT FRAMES ... IN DRYWALL CEILINGS' | 12 EA x 2 x (4.13 + 0.53) ft (vector, 1/4"=1'-0") = 111.84 LF | M01.01 -> M00.01 -> M00.03 -> A04.01 | w5
MEP-GWB-RR | framed opening MEP 2'x2' device in GWB ceiling (LF) | LF | 32 | DERIVADO | A04.01 legend 'NEW 2'x2' HVAC DIFFUSER/GRILLE' symbols (2 per restroom); M01.01 75 CFM / 60 CFM | 4 EA x 2 x (2.0+2.0) = 32.0 LF (alt M01.01 ~6"x1'-9": 4 x 4.58 = 18.3 LF, RFI-w5-05) | A04.01 -> M01.01 | w5
MEP-AP-KN4 | access panel 2'x2' locking (EA) | EA | 1 | CONFIRMADO | A04.01 KN4 '2' X 2' LOCKING ACCESS PANEL. KEYED TO MATCH MAIN ENTRY.' | 1 tag | A04.01 KN4 | w5
MEP-AP-KN4 | framed opening MEP access panel 2'x2' (LF) | LF | 8 | DERIVADO | A04.01 KN4 | 2 x (2+2) = 8.0 LF | A04.01 KN4 | w5
FO-LIGHT-R11C | framed opening MEP recessed fixture R-11C 12' linear - sides (LF) | LF | 96 | DERIVADO | A04.01 'R-11 (12')' x4 (pdftotext of A04.01); E00.01 schedule R-11C 12' LINEAR GYP | 4 fixtures x 12.0 ft x 2 sides = 96.0 LF | A04.01 RCP (tags R-11 (12') x4 in WAITING 104) -> E00.01 LIGHT FIXTURE SCHEDULE R-11C: '12' LINEAR GYP RECESSED SLOT LED FIXTURE ... TF' -> E02.01 lighting plan | leader
FO-LIGHT-R11C | framed opening MEP recessed fixture R-11C 12' linear - ends (LF) | LF | PENDING | PENDIENTE | E00.01 schedule gives no housing width | 4 x 2 ends x housing width (not printed) - RFI-L-03 | A04.01 RCP (tags R-11 (12') x4 in WAITING 104) -> E00.01 LIGHT FIXTURE SCHEDULE R-11C: '12' LINEAR GYP RECESSED SLOT LED FIXTURE ... TF' -> E02.01 lighting plan | leader
FIN-L5-WC18 | finish level 5 at WC-18 walls - gypsum board skim (SF) | SF | 633 | DERIVADO | A00.40 WC-18; A05.01 tags; A04.01 ceiling 9'-0" | (4 x 11'-9 1/4" + 2 x 11'-7 1/2") x 9'-0" = (47.083 + 23.250) x 9.0 = 633.0 SF | A05.01 (WC-18 tags) -> A00.40 finish legend WC-18 -> A04.01 ACT-4 9'-0" | leader (from w5 evidence)
FIN-L5-WC18 | finish level 5 at WC-22 media wall (SF) | SF | PENDING | PENDIENTE | A00.40 WC-22, A05.01 KN10 | width EQ-EQ not printed - RFI-w5-14 | A05.01 (WC-18 tags) -> A00.40 finish legend WC-18 -> A04.01 ACT-4 9'-0" | leader (from w5 evidence)

## Materials
Material | Unit | NET | Waste class | Waste % | Waste | Purchase | Stock (ft or SF/sheet) | Purchase units (pcs) | Items
1-5/8" metal stud 162S125-33 (20ga) (LF) | LF | 4403.5 | METAL | 0.15 | 660.53 | 5064.03 | 20 | 254 | BH-105, BH-106, BH-107, BH-108, BH-109, BH-110, G-01, G-02, G-03, G-04, G-05, G-06, G-07, G-08, G-09, G-10, G1-01, G1-02
3-5/8" metal stud - soffit bottom cross members @ 16" O.C., gauge not specified (LF) | LF | 27.08 | METAL | 0.15 | 4.06 | 31.14 | 20 | 2 | SOFFIT-01
3-5/8" metal stud - soffit vertical hangers @ 16" O.C., gauge not specified (LF) | LF | 123.69 | METAL | 0.15 | 18.55 | 142.24 | 20 | 8 | SOFFIT-01
3-5/8" metal stud 362S137-33 (20ga) (LF) | LF | 552.49 | METAL | 0.15 | 82.87 | 635.36 | 20 | 32 | C1-06, C1-08, F-01, OPN-F01-ATM
3-5/8" metal stud 362S137-33 (20ga, 33 mil) (LF) | LF | 1383.9 | METAL | 0.15 | 207.59 | 1591.49 | 20 | 80 | A1-05, A1-06, A1-07, A1-08, B-01, B-02, B-03, B-04, B-05, B-06
3-5/8" metal stud 362S137-33 (20ga, gauge not specified - RFI) canopy fascia framing (LF) | LF | 339.3 | METAL | 0.15 | 50.9 | 390.2 | 20 | 20 | EXT-CANOPY-E, EXT-CANOPY-N, EXT-CANOPY-S, EXT-CANOPY-W
3-5/8" metal stud 362S137-33 (20ga, gauge not specified - RFI) column enclosure framing (LF) | LF | 339.3 | METAL | 0.15 | 50.9 | 390.2 | 20 | 20 | EXT-COL-1
3-5/8" metal stud 362S137-33 (20ga, gauge not specified - RFI) storefront pier furring (LF) | LF | 184.5 | METAL | 0.15 | 27.68 | 212.18 | 20 | 11 | EXT-PIERS
3-5/8" metal stud 362S137-33 (20ga, gauge/spacing not specified - RFI) canopy soffit framing @ 16" O.C. (LF) | LF | 1094.3 | METAL | 0.15 | 164.15 | 1258.45 | 20 | 63 | EXT-CANOPY-E, EXT-CANOPY-N, EXT-CANOPY-S, EXT-CANOPY-W
3-5/8" metal stud 362S137-68 (14ga, 68 mil) (LF) | LF | 64.65 | METAL | 0.15 | 9.7 | 74.35 | 20 | 4 | A1K-02
3-5/8" metal stud kicker @ 48" O.C. to structure, gauge not specified (LF) | LF | 114.48 | METAL | 0.15 | 17.17 | 131.65 | 20 | 7 | CIELO-104
6" metal stud 14ga 600S137-68 (LF) | LF | 30.75 | METAL | 0.15 | 4.61 | 35.36 | 20 | 2 | B2K-01
6" metal stud 600S137-33 (20ga) (LF) | LF | 607.41 | METAL | 0.15 | 91.11 | 698.52 | 20 | 35 | B2-01, B2-02, B2-03, B2-04, B2-05, B2-07, B2-08, OPN-102, OPN-113, OPN-114, OPN-115, OPN-117
6" metal stud 600S137-33 (20ga, 33 mil) (LF) | LF | 88.47 | METAL | 0.15 | 13.27 | 101.74 | 20 | 6 | A5-03
6" metal stud 600S162-54 (16ga) @ 16" O.C. (12" O.C. within 6' of building corners) (LF) | LF | 3844.5 | METAL | 0.15 | 576.68 | 4421.18 | 20 | 222 | EXT-E1, EXT-E2, EXT-N1, EXT-N2, EXT-N3, EXT-S1, EXT-W1, EXT-W2, EXT-W3, EXT-W4
6" parapet stud 600S162-54 (16ga) @ 16" O.C. parapet infill (LF) | LF | 1110.7 | METAL | 0.15 | 166.61 | 1277.31 | 20 | 64 | EXT-E1, EXT-E2, EXT-N1, EXT-N2, EXT-N3, EXT-S1, EXT-W1, EXT-W2, EXT-W3, EXT-W4
batt insulation 3-1/2" (for 3-5/8" stud cavity) (SF) | SF | 1605.77 | METAL | 0.15 | 240.87 | 1846.64 | 20 | 93 | A1-01, A1-02, A1-03, A1-04, A1-05, A1-06, A1-07, A1-08, A1-D01, A1K-01, A1K-02, B-01, B-02, B-03, B-04, B-05, B-06
batt insulation 6" (for 6" stud cavity) (SF) | SF | 338.54 | METAL | 0.15 | 50.78 | 389.32 | 20 | 20 | A5-01, A5-02, A5-03
bottom track 1-5/8" 162T125-33 (20ga) (LF) | LF | 195.92 | METAL | 0.15 | 29.39 | 225.31 | 10 | 23 | G-01, G-02, G-03, G-04, G-05, G-06, G-07, G-08, G-09, G-10, G1-01, G1-02
bottom track 362T125-33 3-5/8" (20ga) (LF) | LF | 178.6 | METAL | 0.15 | 26.79 | 205.39 | 10 | 21 | A1-01, A1-02, A1-03, A1-04, A1-05, A1-06, A1-07, A1-08, A1-D01, B-01, B-02, B-03, B-04, B-05, B-06, C1-03, C1-04, C1-05, C1-06, C1-07, C1-08, F-01
bottom track 362T125-68 3-5/8" (14ga) (LF) | LF | 9.06 | METAL | 0.15 | 1.36 | 10.42 | 10 | 2 | A1K-01, A1K-02
bottom track 6" 14ga (68 mil) (LF) | LF | 1.77 | METAL | 0.15 | 0.27 | 2.04 | 10 | 1 | B2K-01
bottom track 600T125-33 (6" 20ga) (LF) | LF | 215.6 | METAL | 0.15 | 32.34 | 247.94 | 10 | 25 | EXT-E1, EXT-E2, EXT-N1, EXT-N2, EXT-N3, EXT-S1, EXT-W1, EXT-W2, EXT-W3, EXT-W4
bottom track 600T125-33 6" (20ga) (LF) | LF | 56.28 | METAL | 0.15 | 8.44 | 64.72 | 10 | 7 | A5-01, A5-02, A5-03, B2-01, B2-02, B2-03, B2-04, B2-05, B2-07, B2-08
bottom track 600T125-54 (6" 16ga) parapet infill (LF) | LF | 264.1 | METAL | 0.15 | 39.62 | 303.72 | 10 | 31 | EXT-E1, EXT-E2, EXT-N1, EXT-N2, EXT-N3, EXT-S1, EXT-W1, EXT-W2, EXT-W3, EXT-W4
bracing C.R. channel 1-1/2" 16ga @ 48" O.C. (LF) | LF | 709.33 | METAL | 0.15 | 106.4 | 815.73 | 16 | 51 | B2-01, B2-02, B2-03, B2-04, B2-05, B2-07, B2-08, B2K-01, F-01, G-01, G-02, G-03, G-04, G-05, G-06, G-07, G-08, G-09, G-10, G1-01, G1-02
bracing C.R. channel 1-1/2" @ 48" O.C. (bridging thru stud webs) (LF) | LF | 799.3 | METAL | 0.15 | 119.9 | 919.2 | 16 | 58 | EXT-E1, EXT-E2, EXT-N1, EXT-N2, EXT-N3, EXT-S1, EXT-W1, EXT-W2, EXT-W3, EXT-W4
bracing C.R. channel 1-1/2" @ 48" O.C. (LF) | LF | 537.52 | METAL | 0.15 | 80.63 | 618.15 | 16 | 39 | A1-01, A1-02, A1-03, A1-04, A1-05, A1-06, A1-07, A1-08, A1-D01, A1K-01, A1K-02, A5-01, A5-02, A5-03, B-01, B-02, B-03, B-04, B-05, B-06
carrying channel 1-1/2" CRC 16ga @ 48" O.C. (LF) | LF | 314.58 | METAL | 0.15 | 47.19 | 361.77 | 16 | 23 | CIELO-100, CIELO-101, CIELO-104, CIELO-113, CIELO-114
casing bead (LF) | LF | 271.08 | METAL | 0.15 | 40.66 | 311.74 | 10 | 32 | B2K-01, EXT-E1, EXT-N1, EXT-N2, EXT-W2, EXT-W4, OPN-F01-ATM
corner bead (LF) | LF | 629.15 | METAL | 0.15 | 94.37 | 723.52 | 10 | 73 | A1-08, BH-105, BH-106, BH-107, BH-108, BH-109, BH-110, CIELO-104, EXT-E1, EXT-N1, EXT-N2, EXT-W2, EXT-W4, SOFFIT-01
furring channel 7/8" hat 25ga @ 16" O.C. (LF) | LF | 770.02 | METAL | 0.15 | 115.5 | 885.52 | 12 | 74 | CIELO-100, CIELO-101, CIELO-104, CIELO-113, CIELO-114
hanger wire 12 ga galv. @ 48" x 48" - bay B-A sloped (B.O.D. 12.756-12.884 ft) (LF) | LF | 51.79 | METAL | 0.15 | 7.77 | 59.56 |  |  | CIELO-113
hanger wire 12 ga galv. @ 48" x 48" - bay B-A sloped (B.O.D. 12.931-13.052 ft) (LF) | LF | 53.96 | METAL | 0.15 | 8.09 | 62.05 |  |  | CIELO-114
hanger wire 12 ga galv. @ 48" x 48" - bay E-B (B.O.D. 15'-4 1/2" derived) (LF) | LF | 105 | METAL | 0.15 | 15.75 | 120.75 |  |  | CIELO-104
hanger wire 12 ga galv. @ 48" x 48" - bay F-E (B.O.D. 15'-4 1/2") (LF) | LF | 313.99 | METAL | 0.15 | 47.1 | 361.09 |  |  | CIELO-100, CIELO-101, CIELO-104
header / box beam 2-362CSJ20 (cont. box beam) (LF) | LF | 45 | METAL | 0.15 | 6.75 | 51.75 | 10 | 6 | BH-105, BH-106, BH-107, BH-108, BH-109, BH-110
header / box beam 2-600S162-54 metal stud box beam (LF) | LF | 57.9 | METAL | 0.15 | 8.69 | 66.59 | 20 | 4 | EXT-E1, EXT-S1, EXT-W2, EXT-W4
header / box beam 3-5/8" track 18ga (43 mil) single (LF) | LF | 2.25 | METAL | 0.15 | 0.34 | 2.59 | 10 | 1 | OPN-F01-ATM
header / box beam 6" track 18ga (43 mil) double (LF) | LF | 7.67 | METAL | 0.15 | 1.15 | 8.82 | 10 | 1 | OPN-102
header / box beam 6" track 18ga (43 mil) single (LF) | LF | 13.32 | METAL | 0.15 | 2 | 15.32 | 10 | 2 | OPN-113, OPN-114, OPN-115, OPN-117
header / box beam single track 362T125-43 (18 GA) 3-5/8" at door 111 (LF) | LF | 3.83 | METAL | 0.15 | 0.57 | 4.4 | 10 | 1 | A1-04
header / box beam single track 362T125-43 (18 GA) 3-5/8" at door 112 (LF) | LF | 3.83 | METAL | 0.15 | 0.57 | 4.4 | 10 | 1 | B-04
header / box beam single track 362T125-43 (18 GA) 3-5/8" at door 118A (LF) | LF | 3.83 | METAL | 0.15 | 0.57 | 4.4 | 10 | 1 | A1-06
header / box beam single track 362T125-43 (18 GA) 3-5/8" at door 118B (LF) | LF | 3.52 | METAL | 0.15 | 0.53 | 4.05 | 10 | 1 | A1-07
header / box beam single track 362T125-43 (18 GA) 3-5/8" at door 120 (LF) | LF | 3.83 | METAL | 0.15 | 0.57 | 4.4 | 10 | 1 | B-03
header / box beam single track 362T125-43 (18 GA) 3-5/8" at door 121 (LF) | LF | 3.83 | METAL | 0.15 | 0.57 | 4.4 | 10 | 1 | B-03
header / box beam single track 600T125-43 (18 GA) 6" at door 116 (LF) | LF | 3.83 | METAL | 0.15 | 0.57 | 4.4 | 10 | 1 | A5-03
header / box beam single track 600T125-43 (18 GA) 6" at door 122 (LF) | LF | 3.63 | METAL | 0.15 | 0.54 | 4.17 | 10 | 1 | A5-01
shadow molding (LF) | LF | 45 | METAL | 0.15 | 6.75 | 51.75 | 10 | 6 | BH-105, BH-106, BH-107, BH-108, BH-109, BH-110
shadow molding / ceiling trim at ACT-4 both sides (LF) | LF | 24.04 | METAL | 0.15 | 3.61 | 27.65 | 10 | 3 | SOFFIT-01
shadow molding at ACT-4 to GWB face (LF) | LF | 77.03 | METAL | 0.15 | 11.55 | 88.58 | 10 | 9 | CIELO-104
sill track / head track 600T125-54 at openings (LF) | LF | 243.1 | METAL | 0.15 | 36.47 | 279.57 | 10 | 28 | EXT-E1, EXT-N1, EXT-N2, EXT-S1, EXT-W2, EXT-W4
sill track 3-5/8" 18ga (43 mil) (LF) | LF | 2.25 | METAL | 0.15 | 0.34 | 2.59 | 10 | 1 | OPN-F01-ATM
top deflection slip track 1-5/8" x 2" leg (20ga) (LF) | LF | 285.92 | METAL | 0.15 | 42.89 | 328.81 | 10 | 33 | BH-105, BH-106, BH-107, BH-108, BH-109, BH-110, G-01, G-02, G-03, G-04, G-05, G-06, G-07, G-08, G-09, G-10, G1-01, G1-02
top deflection slip track 3-5/8" x 2" leg (20ga) (LF) | LF | 17.76 | METAL | 0.15 | 2.66 | 20.42 | 10 | 3 | F-01
top deflection slip track 362T200-33 3-5/8" (20ga) (LF) | LF | 139.29 | METAL | 0.15 | 20.89 | 160.18 | 10 | 17 | A1-01, A1-02, A1-03, A1-04, A1-05, A1-06, A1-07, A1-08, A1-D01, B-01, B-02, B-03, B-04, B-05, B-06
top deflection slip track 362T200-68 3-5/8" (14ga) (LF) | LF | 9.06 | METAL | 0.15 | 1.36 | 10.42 | 10 | 2 | A1K-01, A1K-02
top deflection slip track 6" x 2" leg (LF) | LF | 1.77 | METAL | 0.15 | 0.27 | 2.04 | 10 | 1 | B2K-01
top deflection slip track 600T200-97 (6" x 2" leg, 12ga) (LF) | LF | 264.1 | METAL | 0.15 | 39.62 | 303.72 | 10 | 31 | EXT-E1, EXT-E2, EXT-N1, EXT-N2, EXT-N3, EXT-S1, EXT-W1, EXT-W2, EXT-W3, EXT-W4
top deflection slip track 600T200-97 6" (12ga, per S5.20 TOP TRACK) (LF) | LF | 41.75 | METAL | 0.15 | 6.26 | 48.01 | 10 | 5 | A5-01, A5-02, A5-03
top deflection slip track 600T200-97 6" x 2" leg (12ga) (LF) | LF | 38.14 | METAL | 0.15 | 5.72 | 43.86 | 10 | 5 | B2-01, B2-02, B2-03, B2-04, B2-05, B2-07, B2-08, OPN-102, OPN-113, OPN-114, OPN-115, OPN-117
top track fixed 3-5/8" (20ga) (LF) | LF | 41.24 | METAL | 0.15 | 6.19 | 47.43 | 10 | 5 | C1-03, C1-04, C1-05, C1-06, C1-07, C1-08
top track fixed 600T125-54 (6" 16ga) parapet infill (LF) | LF | 264.1 | METAL | 0.15 | 39.62 | 303.72 | 10 | 31 | EXT-E1, EXT-E2, EXT-N1, EXT-N2, EXT-N3, EXT-S1, EXT-W1, EXT-W2, EXT-W3, EXT-W4
track ceilings/soffits - drop edge face framing (LF) | LF | 77.03 | METAL | 0.15 | 11.55 | 88.58 | 10 | 9 | CIELO-104
track ceilings/soffits - perimeter wall angle / furring track at walls (LF) | LF | 190.87 | METAL | 0.15 | 28.63 | 219.5 | 10 | 22 | CIELO-100, CIELO-101, CIELO-104, CIELO-113, CIELO-114
track ceilings/soffits 3-5/8" - bottom track of soffit sides (LF) | LF | 24.04 | METAL | 0.15 | 3.61 | 27.65 | 10 | 3 | SOFFIT-01
track ceilings/soffits 3-5/8" - continuous top track at deck (LF) | LF | 24.04 | METAL | 0.15 | 3.61 | 27.65 | 10 | 3 | SOFFIT-01
track ceilings/soffits 3-5/8" 20ga - canopy fascia top & bottom track (LF) | LF | 481.4 | METAL | 0.15 | 72.21 | 553.61 | 10 | 56 | EXT-CANOPY-E, EXT-CANOPY-N, EXT-CANOPY-S, EXT-CANOPY-W
track ceilings/soffits 3-5/8" 20ga - column enclosure top & bottom track (LF) | LF | 37.3 | METAL | 0.15 | 5.6 | 42.9 | 10 | 5 | EXT-COL-1
3/8" gyp board (SF) - customer side above 8'-0" | SF | 13.08 | NOT METAL | 0.06 | 0.78 | 13.86 | 48 | 1 | B2K-01
3/8" gyp board customer side from 8'-0" to underside of structure (SF) | SF | 27.87 | NOT METAL | 0.06 | 1.67 | 29.54 | 48 | 1 | A1K-02
5/8" exterior gyp sheathing - parapet roof side (inboard face) (SF) | SF | 915.7 | NOT METAL | 0.06 | 54.94 | 970.64 | 48 | 21 | EXT-E1, EXT-E2, EXT-N1, EXT-N2, EXT-N3, EXT-S1, EXT-W1, EXT-W2, EXT-W3, EXT-W4
5/8" glass mat sheathing - exterior face at base strip and canopy band (SF) | SF | 466.3 | NOT METAL | 0.06 | 27.98 | 494.28 | 48 | 11 | EXT-E1, EXT-E2, EXT-N1, EXT-N2, EXT-N3, EXT-S1, EXT-W1, EXT-W2, EXT-W3, EXT-W4
5/8" gyp moisture resistant (reclassified from the face board of wall type C1) (SF) | SF | 168.8 | NOT METAL | 0.06 | 10.13 | 178.93 | 48 | 4 | WZ-MR-M, WZ-MR-W
5/8" gypsum board regular (type not specified) - interior face of exterior wall, to deck (SF) | SF | 3221.4 | NOT METAL | 0.06 | 193.28 | 3414.68 | 48 | 72 | EXT-E1, EXT-E2, EXT-N1, EXT-N2, EXT-N3, EXT-S1, EXT-W1, EXT-W2, EXT-W3, EXT-W4
5/8" gypsum board regular - customer side over ballistic, to underside of structure (SF) | SF | 73.1 | NOT METAL | 0.06 | 4.39 | 77.49 | 48 | 2 | A1K-02
5/8" gypsum board regular - drop edge vertical face (11'-0" GB to 11'-6" ACT + 6" above ACT) (SF) | SF | 77.03 | NOT METAL | 0.06 | 4.62 | 81.65 | 48 | 2 | CIELO-104
5/8" gypsum board regular - face E (SF) | SF | 752.49 | NOT METAL | 0.06 | 45.15 | 797.64 | 48 | 17 | A1-02, A1-07, A5-01, A5-02, A5-03, B-03, B-05
5/8" gypsum board regular - face N (SF) | SF | 956.02 | NOT METAL | 0.06 | 57.36 | 1013.38 | 48 | 22 | A1-01, A1-04, A1-05, A1-08, A1-D01, B-01, B-02, B-04, B-06
5/8" gypsum board regular - face S (SF) | SF | 786.75 | NOT METAL | 0.06 | 47.21 | 833.96 | 48 | 18 | A1-03, A1-04, A1-05, A1-08, A1-D01, B-01, B-02, B-04, B-06
5/8" gypsum board regular - face side 1 (SF) | SF | 33.74 | NOT METAL | 0.06 | 2.02 | 35.76 | 48 | 1 | A1-06
5/8" gypsum board regular - face side 2 (SF) | SF | 37.12 | NOT METAL | 0.06 | 2.23 | 39.35 | 48 | 1 | A1-06
5/8" gypsum board regular - face W (SF) | SF | 659.5 | NOT METAL | 0.06 | 39.57 | 699.07 | 48 | 15 | A1-07, A5-01, A5-02, A5-03, B-03, B-05
5/8" gypsum board regular - jamb/head/sill returns at exterior openings (SF) | SF | 113.4 | NOT METAL | 0.06 | 6.8 | 120.2 | 48 | 3 | EXT-E1, EXT-N1, EXT-N2, EXT-W2, EXT-W4
5/8" gypsum board regular - soffit bottom (SF) | SF | 41.07 | NOT METAL | 0.06 | 2.46 | 43.53 | 48 | 1 | SOFFIT-01
5/8" gypsum board regular - soffit vertical faces, 2 sides (Central Zone 103 side + Cash Window 116 side) (SF) | SF | 36.06 | NOT METAL | 0.06 | 2.16 | 38.22 | 48 | 1 | SOFFIT-01
5/8" gypsum board regular - storefront pier interior faces to deck (SF) | SF | 90.6 | NOT METAL | 0.06 | 5.44 | 96.04 | 48 | 3 | EXT-PIERS
5/8" gypsum board regular - suspended ceiling, 1 layer (type not specified, RFI-w4-03) (SF) | SF | 934.69 | NOT METAL | 0.06 | 56.08 | 990.77 | 48 | 21 | CIELO-100, CIELO-101, CIELO-104, CIELO-113, CIELO-114
5/8" gypsum board regular - teller side to underside of structure (SF) | SF | 73.1 | NOT METAL | 0.06 | 4.39 | 77.49 | 48 | 2 | A1K-02
5/8" gypsum board type X (LF/SF) - 1 layer | SF | 747.29 | NOT METAL | 0.06 | 44.84 | 792.13 | 48 | 17 | B2-01, B2-02, B2-03, B2-04, B2-05, B2-07, B2-08, OPN-102, OPN-113, OPN-114, OPN-115, OPN-117
5/8" gypsum board type X (LF/SF) - 2 layers | SF | 7346.7 | NOT METAL | 0.06 | 440.8 | 7787.5 | 48 | 163 | BH-105, BH-106, BH-107, BH-108, BH-109, BH-110, G-01, G-02, G-03, G-04, G-05, G-06, G-07, G-08, G-09, G-10, G1-01, G1-02
5/8" gypsum board type X (LF/SF) - ATM room side, 1 layer | SF | 156.56 | NOT METAL | 0.06 | 9.39 | 165.95 | 48 | 4 | F-01
5/8" gypsum board type X (LF/SF) - customer side over fiberglass, 1 layer | SF | 27.27 | NOT METAL | 0.06 | 1.64 | 28.91 | 48 | 1 | B2K-01
5/8" gypsum board type X (LF/SF) - end return at west end cap (faces central zone) | SF | 9.84 | NOT METAL | 0.06 | 0.59 | 10.43 | 48 | 1 | B2K-01
5/8" gypsum board type X (LF/SF) - public side over FRT, 1 layer | SF | 168.54 | NOT METAL | 0.06 | 10.11 | 178.65 | 48 | 4 | F-01
5/8" gypsum board type X (LF/SF) - soffit of bulkhead, 1 layer | SF | 26 | NOT METAL | 0.06 | 1.56 | 27.56 | 48 | 1 | BH-105, BH-106, BH-107, BH-108, BH-109, BH-110
5/8" gypsum board type X (LF/SF) - teller side, 1 layer | SF | 27.27 | NOT METAL | 0.06 | 1.64 | 28.91 | 48 | 1 | B2K-01
access panel 2'x2' locking (EA) | EA | 1 | NOT METAL | 0.06 | 0.06 | 1.06 |  |  | MEP-AP-KN4
acoustical sealant (LF) | LF | 889.91 | NOT METAL | 0.06 | 53.39 | 943.3 |  |  | B2-01, B2-02, B2-03, B2-04, B2-05, B2-07, B2-08, B2K-01, BH-105, BH-106, BH-107, BH-108, BH-109, BH-110, G-01, G-02, G-03, G-04, G-05, G-06, G-07, G-08, G-09, G-10, G1-01, G1-02, OPN-102, OPN-113, OPN-114, OPN-115, OPN-117
acoustical sealant (LF) - sealant at base of gypsum board per 5/A09.26 | LF | 211.7 | NOT METAL | 0.06 | 12.7 | 224.4 |  |  | EXT-E1, EXT-E2, EXT-N1, EXT-N2, EXT-N3, EXT-S1, EXT-W1, EXT-W2, EXT-W3, EXT-W4
acoustical sealant continuous (LF) | LF | 466.62 | NOT METAL | 0.06 | 28 | 494.62 |  |  | A1-01, A1-02, A1-03, A1-04, A1-05, A1-06, A1-07, A1-08, A1-D01, A1K-01, A1K-02, A5-01, A5-02, A5-03, B-01, B-02, B-03, B-04, B-05, B-06
ballistic panel 3/8" UL752 level 2 fiberglass (SF) | SF | 86.73 | NOT METAL | 0.06 | 5.2 | 91.93 | 48 | 2 | A1K-01, A1K-02, B2K-01
batt insulation sound attenuation (SF) | SF | 330.62 | NOT METAL | 0.06 | 19.84 | 350.46 |  |  | BH-105, BH-106, BH-107, BH-108, BH-109, BH-110
batt insulation sound attenuation (thickness per spec - PENDIENTE) (SF) | SF | 1506.04 | NOT METAL | 0.06 | 90.36 | 1596.4 |  |  | G-01, G-02, G-03, G-04, G-05, G-06, G-07, G-08, G-09, G-10, G1-01, G1-02
batt insulation sound attenuation 3-1/2" (SF) | SF | 267.06 | NOT METAL | 0.06 | 16.02 | 283.08 |  |  | F-01
batt insulation sound attenuation above ceiling, thickness not specified (SF) | SF | 151.17 | NOT METAL | 0.06 | 9.07 | 160.24 |  |  | CIELO-113, CIELO-114
batt insulation sound attenuation, 6" cavity (SF) | SF | 27.27 | NOT METAL | 0.06 | 1.64 | 28.91 |  |  | B2K-01
batt insulation sound attenuation, 6" cavity (thickness per spec 09 21 16 - PENDIENTE) (SF) | SF | 271.23 | NOT METAL | 0.06 | 16.27 | 287.5 |  |  | B2-01, B2-02, B2-03, B2-04, B2-05, B2-07, B2-08
cement board 1/2" tile backer at 6" CT-12C base band (SF) | SF | 31.815 | NOT METAL | 0.06 | 1.91 | 33.725 | 48 | 1 | WZ-CB-M, WZ-CB-W
finish level 5 at WC-18 walls - gypsum board skim (SF) | SF | 633 | NOT METAL | 0.06 | 37.98 | 670.98 |  |  | FIN-L5-WC18
framed opening MEP 2'x2' device in GWB ceiling (LF) | LF | 32 | NOT METAL | 0.06 | 1.92 | 33.92 |  |  | MEP-GWB-RR
framed opening MEP access panel 2'x2' (LF) | LF | 8 | NOT METAL | 0.06 | 0.48 | 8.48 |  |  | MEP-AP-KN4
framed opening MEP duct 10 dia (LF) | LF | 9.999 | NOT METAL | 0.06 | 0.6 | 10.599 |  |  | MEP-c02, MEP-c12, MEP-c13
framed opening MEP duct 12x10 rect (LF) | LF | 3.667 | NOT METAL | 0.06 | 0.22 | 3.887 |  |  | MEP-c17
framed opening MEP duct 12x14 rect (LF) | LF | 4.333 | NOT METAL | 0.06 | 0.26 | 4.593 |  |  | MEP-c06
framed opening MEP duct 14 dia (LF) | LF | 4.667 | NOT METAL | 0.06 | 0.28 | 4.947 |  |  | MEP-c05
framed opening MEP duct 14x12 rect (LF) | LF | 4.333 | NOT METAL | 0.06 | 0.26 | 4.593 |  |  | MEP-c01
framed opening MEP duct 8 dia (LF) | LF | 10.668 | NOT METAL | 0.06 | 0.64 | 11.308 |  |  | MEP-c03, MEP-c04, MEP-c09b, MEP-c15
framed opening MEP duct 8x10 rect (LF) | LF | 12 | NOT METAL | 0.06 | 0.72 | 12.72 |  |  | MEP-c11, MEP-c14, MEP-c16, MEP-c18
framed opening MEP duct 8x8 rect (LF) | LF | 5.334 | NOT METAL | 0.06 | 0.32 | 5.654 |  |  | MEP-c07, MEP-c08
framed opening MEP duct approx. 8 (label illegible, vector 0.64 ft) (LF) | LF | 2.667 | NOT METAL | 0.06 | 0.16 | 2.827 |  |  | MEP-c09a
framed opening MEP duct approx. 8 (same duct) (LF) | LF | 2.667 | NOT METAL | 0.06 | 0.16 | 2.827 |  |  | MEP-c10b
framed opening MEP duct approx. 8 (vector 0.64 ft) (LF) | LF | 2.667 | NOT METAL | 0.06 | 0.16 | 2.827 |  |  | MEP-c19
framed opening MEP duct approx. 8 (vector 0.67 ft, no label) (LF) | LF | 2.667 | NOT METAL | 0.06 | 0.16 | 2.827 |  |  | MEP-c10a
framed opening MEP linear diffuser approx. 4'-1" x 6" in GWB ceiling (LF) | LF | 111.84 | NOT METAL | 0.06 | 6.71 | 118.55 |  |  | MEP-GWB-VEST
framed opening MEP recessed fixture R-11C 12' linear - sides (LF) | LF | 96 | NOT METAL | 0.06 | 5.76 | 101.76 |  |  | FO-LIGHT-R11C
framed opening MEP sidewall grille R-2 14x14 w/ FD (LF) | LF | 9.334 | NOT METAL | 0.06 | 0.56 | 9.894 |  |  | MEP-FD1, MEP-FD2
framed opening MEP sidewall grille S-2 12x12 w/ FD (LF) | LF | 4 | NOT METAL | 0.06 | 0.24 | 4.24 |  |  | MEP-FD4
framed opening MEP sidewall grille S-2 12x8 w/ FD (LF) | LF | 3.333 | NOT METAL | 0.06 | 0.2 | 3.533 |  |  | MEP-FD3
framed opening recessed accessory TA-13 (LF) | LF | 14.52 | NOT METAL | 0.06 | 0.87 | 15.39 |  |  | REC-TA-13-M, REC-TA-13-W
framed opening recessed accessory TA-14 (LF) | LF | 14 | NOT METAL | 0.06 | 0.84 | 14.84 |  |  | REC-TA-14-M, REC-TA-14-W
framed opening recessed accessory TA-2 (LF) | LF | 10.88 | NOT METAL | 0.06 | 0.65 | 11.53 |  |  | REC-TA-2-BR, REC-TA-2-WL
FRP WC-2 glass fiber reinforced panel (SF) | SF | 16 | NOT METAL | 0.06 | 0.96 | 16.96 |  |  | WZ-FRP-JAN
FRP WC-3 Marlite Symmetrix (SF) | SF | 309.49 | NOT METAL | 0.06 | 18.57 | 328.06 |  |  | WZ-FRP-M, WZ-FRP-W
FRT blocking 2x wood (FRTW per A12.03-A12.06 sheet note D) (LF) | LF | 300.166 | NOT METAL | 0.06 | 18.01 | 318.176 |  |  | BLK-EQ-03-BR, BLK-EQ-03-WL, BLK-EQ-07, BLK-EQ-24-BR, BLK-EQ-24-WL, BLK-EQ-24-WR, BLK-EQ-58-CC, BLK-EQ-58-WR, BLK-EQ-64-CW, BLK-EQ-64-WL, BLK-EQ-64-WR, BLK-EQ-69-N, BLK-EQ-69-S, BLK-EQ-CW16, BLK-EQ-FE-BR, BLK-LADDER, BLK-MW01, BLK-MW05, BLK-MW06A-E, BLK-MW06A-W, BLK-MW07, BLK-MW08, BLK-MW11, BLK-MW12, BLK-MW13, BLK-MW18, BLK-MW21, BLK-PF-02-M, BLK-PF-02-W, BLK-TA-10-M, BLK-TA-10-W, BLK-TA-16-M, BLK-TA-16-W, BLK-TA-17-M, BLK-TA-17-W, BLK-TA-19, BLK-TA-3-M, BLK-TA-3-W, BLK-TA-4-M, BLK-TA-4-W, BLK-TA-5-M, BLK-TA-5-W, BLK-TA-7-M, BLK-TA-7-W, BLK-TA-8-M, BLK-TA-8-W, BLK-TA-9-W, BLK-WH-1-PLATFORM, BLK-WS-111, BLK-WS-113, BLK-WS-114, BLK-WS-115, BLK-WS-116, BLK-WS-117, BLK-WS-118A, BLK-WS-118B, BLK-WS-119
FRT blocking 3/4" plywood (LF) | LF | 141.32 | NOT METAL | 0.06 | 8.48 | 149.8 |  |  | BH-105, BH-106, BH-107, BH-108, BH-109, BH-110
FRT plywood 3/4" (SF) | SF | 525.76 | NOT METAL | 0.06 | 31.55 | 557.31 |  |  | F-01, PLY-85MONITOR, PLY-KN6-ELEC, PLY-KN6-NER
FRT plywood 3/4" - opening perimeter lining (head/jamb/sill) (SF) | SF | 123.2 | NOT METAL | 0.06 | 7.39 | 130.59 |  |  | EXT-E1, EXT-N1, EXT-N2, EXT-S1, EXT-W2, EXT-W4
FRT plywood 3/4" - parapet top blocking under ACM coping (SF) | SF | 242.4 | NOT METAL | 0.06 | 14.54 | 256.94 |  |  | EXT-E1, EXT-E2, EXT-N1, EXT-N2, EXT-N3, EXT-S1, EXT-W1, EXT-W2, EXT-W3, EXT-W4
FRT plywood 3/4" - storefront pier jamb faces (SF) | SF | 34 | NOT METAL | 0.06 | 2.04 | 36.04 |  |  | EXT-PIERS
FRT plywood 5/8" (SF) | SF | 41.1 | NOT METAL | 0.06 | 2.47 | 43.57 |  |  | PLY-CSR-SOFFIT
FRT plywood 5/8" bonded to 2-1/2" polyiso insulation - exterior sheathing/insulation system (SF) | SF | 3731.1 | NOT METAL | 0.06 | 223.87 | 3954.97 |  |  | EXT-E1, EXT-E2, EXT-N1, EXT-N2, EXT-N3, EXT-S1, EXT-W1, EXT-W2, EXT-W3, EXT-W4
FRT plywood 5/8" exterior grade - canopy fascia sheathing (outer face + top) (SF) | SF | 596.9 | NOT METAL | 0.06 | 35.81 | 632.71 |  |  | EXT-CANOPY-E, EXT-CANOPY-N, EXT-CANOPY-S, EXT-CANOPY-W
FRT plywood 5/8" exterior grade - canopy soffit sheathing under PT-4 stucco (SF) | SF | 1459.1 | NOT METAL | 0.06 | 87.55 | 1546.65 |  |  | EXT-CANOPY-E, EXT-CANOPY-N, EXT-CANOPY-S, EXT-CANOPY-W
FRT plywood 5/8" exterior grade - column enclosure sheathing under PT-3 stucco (SF) | SF | 240.4 | NOT METAL | 0.06 | 14.42 | 254.82 |  |  | EXT-COL-1
PVC edge trim molding FRP (LF) | LF | 63.63 | NOT METAL | 0.06 | 3.82 | 67.45 |  |  | WZ-FRP-M, WZ-FRP-W
soffit end caps / returns (SF) | SF | 0 | NOT METAL | 0.06 | 0 | 0 |  |  | SOFFIT-01
3-5/8" metal stud 362S137-33 (20ga, 33 mil) (LF) |  | PENDING | [6 empty] | A1-01
5/8" gypsum board regular - face S (SF) |  | PENDING | [6 empty] | A1-01
3-5/8" metal stud 362S137-33 (20ga, 33 mil) (LF) |  | PENDING | [6 empty] | A1-02
5/8" gypsum board regular - face W (SF) |  | PENDING | [6 empty] | A1-02
3-5/8" metal stud 362S137-33 (20ga, 33 mil) (LF) |  | PENDING | [6 empty] | A1-03
5/8" gypsum board regular - face N (SF) |  | PENDING | [6 empty] | A1-03
6" metal stud 600S137-33 (20ga, 33 mil) (LF) |  | PENDING | [6 empty] | A5-01
6" metal stud 600S137-33 (20ga, 33 mil) (LF) |  | PENDING | [6 empty] | A5-02
3-5/8" metal stud 362S137-33 (20ga, 33 mil) (LF) |  | PENDING | [6 empty] | A1-04
3-5/8" metal stud 362S137-33 (20ga, 33 mil) (LF) |  | PENDING | [6 empty] | A1-D01
3-5/8" metal stud 362S137-68 (14ga, 68 mil) (LF) |  | PENDING | [6 empty] | A1K-01
5/8" gypsum board regular - teller side to underside of structure (SF) |  | PENDING | [6 empty] | A1K-01
5/8" gypsum board regular - customer side over ballistic, to underside of structure (SF) |  | PENDING | [6 empty] | A1K-01
3/8" gyp board customer side from 8'-0" to underside of structure (SF) |  | PENDING | [6 empty] | A1K-01
casing bead (LF) - APPROPRIATE METAL TRIM AND CASING BEADS |  | PENDING | [6 empty] | A1K-01
casing bead (LF) - APPROPRIATE METAL TRIM AND CASING BEADS |  | PENDING | [6 empty] | A1K-02
SOUNDGUARD isolator by Marinoware (EA) |  | PENDING | [6 empty] | G-01
SOUNDGUARD isolator by Marinoware (EA) |  | PENDING | [6 empty] | G-10
SOUNDGUARD isolator by Marinoware (EA) |  | PENDING | [6 empty] | G-03
SOUNDGUARD isolator by Marinoware (EA) |  | PENDING | [6 empty] | G-06
SOUNDGUARD isolator by Marinoware (EA) |  | PENDING | [6 empty] | G-02
SOUNDGUARD isolator by Marinoware (EA) |  | PENDING | [6 empty] | G-05
SOUNDGUARD isolator by Marinoware (EA) |  | PENDING | [6 empty] | G-08
SOUNDGUARD isolator by Marinoware (EA) |  | PENDING | [6 empty] | G-04
SOUNDGUARD isolator by Marinoware (EA) |  | PENDING | [6 empty] | G-07
SOUNDGUARD isolator by Marinoware (EA) |  | PENDING | [6 empty] | G-09
SOUNDGUARD isolator by Marinoware (EA) |  | PENDING | [6 empty] | G1-01
SOUNDGUARD isolator by Marinoware (EA) |  | PENDING | [6 empty] | G1-02
3-5/8" metal stud 362S137-33 (20ga) (LF) |  | PENDING | [6 empty] | C1-03
5/8" gypsum board type X (LF/SF) - 1 layer, exposed face only |  | PENDING | [6 empty] | C1-03
corner bead (LF) |  | PENDING | [6 empty] | C1-03
3-5/8" metal stud 362S137-33 (20ga) (LF) |  | PENDING | [6 empty] | C1-04
5/8" gypsum board type X (LF/SF) - 1 layer, exposed face only |  | PENDING | [6 empty] | C1-04
corner bead (LF) |  | PENDING | [6 empty] | C1-04
3-5/8" metal stud 362S137-33 (20ga) (LF) |  | PENDING | [6 empty] | C1-05
5/8" gypsum board type X (LF/SF) - 1 layer, exposed face only |  | PENDING | [6 empty] | C1-05
corner bead (LF) |  | PENDING | [6 empty] | C1-05
5/8" gypsum board type X (LF/SF) - 1 layer, exposed face only |  | PENDING | [6 empty] | C1-06
5/8" gypsum board type X (LF/SF) - 1 layer, exposed face only |  | PENDING | [6 empty] | C1-08
3-5/8" metal stud 362S137-33 (20ga) (LF) |  | PENDING | [6 empty] | C1-07
5/8" gypsum board type X (LF/SF) - 1 layer, exposed face only |  | PENDING | [6 empty] | C1-07
corner bead (LF) |  | PENDING | [6 empty] | C1-07
SOUNDGUARD isolator by Marinoware (EA) |  | PENDING | [6 empty] | BH-105
SOUNDGUARD isolator by Marinoware (EA) |  | PENDING | [6 empty] | BH-106
SOUNDGUARD isolator by Marinoware (EA) |  | PENDING | [6 empty] | BH-107
SOUNDGUARD isolator by Marinoware (EA) |  | PENDING | [6 empty] | BH-108
SOUNDGUARD isolator by Marinoware (EA) |  | PENDING | [6 empty] | BH-109
SOUNDGUARD isolator by Marinoware (EA) |  | PENDING | [6 empty] | BH-110
powder-driven fasteners at deck track (EA) |  | PENDING | [6 empty] | SOFFIT-01
FRT blocking 2x wood (FRTW per A12.03-A12.06 sheet note D) (LF) |  | PENDING | [6 empty] | BLK-PF-06-EWC
framed opening recessed accessory FEC-1 (LF) |  | PENDING | [6 empty] | REC-FEC-1
framed opening recessed accessory FEC-2 (LF) |  | PENDING | [6 empty] | REC-FEC-2
framed opening MEP recessed fixture R-11C 12' linear - ends (LF) |  | PENDING | [6 empty] | FO-LIGHT-R11C
finish level 5 at WC-22 media wall (SF) |  | PENDING | [6 empty] | FIN-L5-WC18

## RFIs
Id | Pregunta | Alternativas | Delta | Worker
RFI-w1-01 | S2.20 gives B.O.D. EL. 15'-4 1/2" (NO SLOPE, north of grid D) and 13'-0 5/8" -> 12'-6 3/8" (grid B to A, sloped). The hatched solar zone between grid D and grid B (beam W14x22 (HI) at grid B) has no B.O.D. tag. What is the underside of deck there? Affects A1-01, A1-02, A1-03, A1-04, A1-D01, A5-01 (north part), A5-02 (north part), A1K-01. | A (used, provisional): 15'-4 1/2" -> 362S137-33 1108.5 LF, 600S137-33 621.7 LF, 362S137-68 95.4 LF ¦ B: 13'-0 5/8" -> 1038.8 LF, 556.7 LF, 90.8 LF | A - B = +69.7 LF 362S137-33, +65.0 LF 600S137-33, +4.7 LF 362S137-68; +20.4 SF 5/8" gyp & batt on A1 deck faces (MW01 pocket); A1K-01 +7.9 SF on each 5/8" face, 3/8" gyp and batt | w1
RFI-w1-02 | Confirm B.O.D. datum (assumed T/slab = 0'-0") and that the 13'-0 5/8" / 12'-6 3/8" values apply at grid B / grid A with linear slope (used for every wall south of grid B). | A (used): linear interpolation 156.625" @ B -> 150.375" @ A ¦ B: constant 13'-0 5/8" for whole zone | B adds at most 6.25" per stud on walls near grid A (~+1 to +3 % stud LF of south walls; e.g. B-03 +~3.5 LF) | w1
RFI-w1-03 | Ceiling of the strip in front of offices 107/108 east of CALLING CUBES 122 (x1530-1622, y967-1117 pt) has no ceiling tag on A04.01. Note A default 8'-6" or central zone ACT-4 11'-6"? | A (used): 8'-6" -> board 9'-0" on A5-02 east face ¦ B: 11'-6" -> board 12'-0" | B = +25.0 SF 5/8" gyp and +25.0 SF batt 6" on A5-02 (8.34 ft x 3.0 ft) | w1
RFI-w1-04 | A1K-01 separates the teller line from a 3.3" gap against the office 108 G wall (neither face is "customer side"), and the south face of the east segment of A1K-02 is directly against the C1 counter. Which face gets the ballistic panel on A1K-01, and are the concealed faces boarded? Where are the "APPROPRIATE METAL TRIM AND CASING BEADS" required? | A (used): ballistic + 5/8" + 3/8" on the non-teller face of both walls, all faces boarded, casing bead placeholder 4 x height per wall (PENDIENTE) ¦ B: no board on concealed faces (A1K-01 north, A1K-02 east-seg south) | B = -96.6 SF 5/8" gyp (52.5 + 44.1) and -42.0 SF 3/8" gyp above 8'; ballistic SF unchanged (72.5 SF); casing bead 113.2 LF placeholder to be replaced by actual trim takeoff | w1
RFI-w1-05 | A1-01 north face between x1287-1467 pt is 3.75" behind the C1 wall (85" display wall, keynote 7). Board this hidden face to 11'-6"? | A (used): boarded ¦ B: not boarded | B = -115.0 SF 5/8" gyp (10.0 ft x 11.5 ft) | w1
RFI-w1-06 | Untagged segments in line with tagged B walls (B-03 ends y1446-1469 and y1656-1693; B-04 west segment x912-982 beyond door 112): type B by continuity or A1 by sheet note A? | A (used): B (board to structure both sides, sealant top) ¦ B: A1 (board 6" above ceiling on the side facing a ceiling, no top sealant) | B = about -26.8 SF 5/8" gyp (break room face 4.8 + 7.4 SF, men's restroom face 14.6 SF) and -14.4 LF acoustical sealant; framing unchanged | w1
RFI-w1-07 | Wall type over doors 118A (jambs: A1 stub A1-06 and A1K-02) and 116 (jambs: A5 A5-03 and a B2 wall). | A (used): band over 118A = A1, band over 116 = A5 ¦ B: 118A band = A1K (to structure, 14 GA @24", 3/8" gyp above 8'); 116 band = B2 (to structure) | B = +24.4 SF 5/8" gyp and +15.8 SF 3/8" gyp at 118A; +23.8 SF 5/8" gyp at 116 (and that band would move to the B2 worker) | w1
RFI-w1-08 | Track gauges: S5.20 METAL STUD PROPERTIES lists only 600T125-33 (BOTTOM TRACK) and 600T200-97 (TOP TRACK), no 3-5/8" track. Confirm 362T125-33 / 362T200-33 for A1 & B, 600T200-97 top track for interior A5, and 14 GA tracks for A1K. | A (used): as listed ¦ B: 600T200-33 top track for A5 (interior non-load-bearing) | no LF change; material grade/cost only | w1
RFI-w1-09 | 3/A12.01 shows two unlabeled "2'-0"" dimensions at the top of the partition (above the ceiling, each side). What do they denote (bracing, insulation extent, board extent)? | A (used): ignored ¦ B: e.g. 2'-0" extra board/insulation above ceiling | if board extends 2'-0" instead of 6" above ceiling: about +1.5 ft x A1/A5 length per face (~ +2 x 114 LF x 1.5 = +340 SF) | w1
RFI-w1-10 | MW01 printer cabinet (A12.03, 8'-4" doors) sits in the A1 pocket; the plan shows no wall on the cabinet front line (x1224, y975-1031). Is there gyp/framing above the cabinet from 8'-4" to deck/ceiling? | A (used): none (millwork scope) ¦ B: header + infill 3.13 ft wide from 8'-4" to structure | B = about +2 x 3.13 ft x 7.0 ft = +44 SF 5/8" gyp + header/studs | w1
RFI-w2-01 | Confirm underside of deck between grids E and B east of grid 5 (offices 107/108, B2K, G-05/G-08, bulkheads BH-107/108). S2.20 prints B.O.D. 15'-4 1/2" (no slope) between F and E and A09.23 Section H shows T/STEEL 15'-4 1/2" at grid 3 between E and B, but S2.20 shows '@ LOW ROOF' just south of grid E (grids 5-6). All w2 walls north of grid B were taken at 15'-4 1/2". | A: 15'-4 1/2" (used) ¦ B: 13'-0 5/8" (B.O.D. printed at grid B) | -2.32 ft per stud/board face for affected walls: e.g. G-05 10.83 LF x 2 rows x 9 studs... board -2.32 x 10.83 x 4 layers = -100.5 SF; bulkheads BH-107/108 band 7.333 -> 5.010 ft (-34.8 SF each of 4 layers x 7.5 LF). | w2
RFI-w2-02 | SOUNDGUARD isolator by Marinoware (5/A12.01, 8/A12.01, 10/A12.01): provide spacing (horizontal and vertical) and model for G/G1 double-row walls and office bulkheads. | A: 1 per stud pair @ 48" vertical (3 per pair at 15'-4 1/2") ¦ B: per manufacturer | A: approx. G/G1 total 97.94 LF -> ~85 stud pairs x 3 = ~255 EA | w2
RFI-w2-03 | Partition type C1 (6/A12.01) has no schedule row and the detail is cut at the top: confirm height of C1 stud furring and gyp (to underside of deck, or to ceiling + 6"), and confirm 'BLOCK PARTITION' scope at restrooms and at column enclosures (vestibule C1-01..C1-04). | A: to deck (15'-4 1/2" or 12'-11" in restrooms) - provisional values in result ¦ B: to ceiling + 6" (vestibules GB 10'-0" -> 10'-6"; restrooms ceiling per A04.01 -> ~9'-0") | C1 total 46.60 LF: B vs A approx -4.9 ft (vestibules/media/FCAM) and -3.9 ft (restrooms) per LF of face -> about -208 SF board | w2
RFI-w2-04 | B2K-01 (only B2K tag, south of OFFICE 108 at grid 7/B.2): confirm which face is CUSTOMER SIDE (fiberglass panel) - office 108 (north) or cash window 116 (south). | A: north (office 108) ¦ B: south | no quantity change; affects location of 14.2 SF ballistic panel | w2
RFI-w2-05 | G1 schedule thickness 8" vs plan band 8.48" (G1-01 and G1-02). Confirm G1 build-up (2 layers each face + 2 1/4" gap?). | A: 2 layers each face, 1 5/8" rows, 2 1/4" gap (used) ¦ B: 3 layers one face | B: +1 layer 5/8" x (10.83 + 7.40) LF x 15.375 = +280 SF | w2
RFI-w2-06 | Is S5.20 1-F continuous bridging (1 1/2" C.R. channel @ 48" O.C.) required in interior non-load-bearing partitions (B2, G/G1, F, C1)? S1.11 note 4 defers bridging/bracing to the CFS delegated submittal. | A: yes, rows @ 48" (used) ¦ B: per delegated design / none | B: remove all 'bracing C.R. channel' rows (see items) | w2
RFI-w2-07 | G/G1 use 1 5/8" studs per schedule but run to deck at 15'-4 1/2". Confirm stud size/gauge and whether intermediate bracing to structure is required (limiting height). | A: 1 5/8" 20ga per schedule (used) ¦ B: 2 1/2" or heavier per delegated design | material change only (same LF) | w2
RFI-w2-08 | Office front head heights differ: east (A11.01 7) '8'-0 1/2" HOLD TYP FROM SLAB' vs west (A11.01 8) '8'-0" CLEAR FINISHED OPENING'. Confirm. | A: as printed per side (used) ¦ B: 8'-0 1/2" both | B: west bulkheads band -0.042 ft x 7.5 LF x 4 layers = -1.25 SF each | w2
RFI-w3-01 | Exterior stud gauge/spacing conflict: S1.11 LT GA note 5 requires 600S162-54 @ 16" O.C. (12" O.C. within 6 ft of building corners); 7/S5.20 METAL STUD SCHEDULE lists 600S137-33 @ 16" for EXTERIOR WALLS with 600T125-33 bottom / 600T200-97 top track. Also header size for 'METAL STUD BOX BEAM AS REQUIRED' (11/14 A09.27) not given. Which governs? | A: 600S162-54 per S1.11 (taken): 3844.6 LF + 1110.7 LF parapet ¦ B: 600S137-33 @16" everywhere: same LF minus corner-zone extras (~ -14 studs x ~15' = ~-200 LF) and lighter gauge; tracks 600T125-33/600T200-97 either way | ~200 LF studs and gauge 16ga vs 20ga (material weight ~ x1.6 on ~4,950 LF) | w3
RFI-w3-02 | Architectural sections (A09.21/22/23, 4/A09.26) draw the 6" CFMF continuous from slab to T/STUD outboard of the perimeter beam; structural 6 & 10/S5.10 show light-gauge wall with deflection track under the perimeter beam and 11/S5.10 separate parapet infill 600S162-54 between HSS 5x5 posts @5'-0". Confirm system and elevation of deflection track (B.O.D. vs bottom of perimeter beam W12-W18). | A (taken): wall slab->B.O.D. with deflection track + separate parapet infill w/ extra stud each side of each HSS post ¦ B: continuous studs slab->T/STUD (no parapet tracks, no post studs) ¦ C: wall to underside of beam (~1'-0" to 1'-6" lower) + infill above | B: -528.6 LF tracks (600T125-54 x2) and ~ -2 studs per 5 ft of parapet (~-250 LF); C: board/stud height to beam bottom differs ~1'-0" (~ -260 LF studs) | w3
RFI-w3-03 | Elevation titles transposed: 1/A09.01 is titled 'SOUTH ELEVATION' but is called from the TOP (north side) of A02.01, its triangle points south, grid order is 8..1 and content (vestibule entry 2-4, storefront 4-7, solid 7-8) matches grid F = NORTH facade (A02.01 north arrow points up). 2/A09.02 titled 'NORTH ELEVATION' is the SOUTH facade (grid A, door 123). Confirm titles. | A: titles are transposed (taken, 4 evidences) ¦ B: north arrow wrong | No quantity delta; orientation labels only | w3
RFI-w3-04 | Interior board at perimeter exterior walls is '5/8" GYP. BOARD @ PERIMETER EXTERIOR WALL TO DECK' with no type. Confirm regular vs type X (vs moisture/abuse at restrooms 113/114, Janitor 112). | A: 5/8" regular (taken) 3221.3 SF + returns 113.4 SF + piers 90.6 SF ¦ B: 5/8" type X same SF | type change only, 3425 SF | w3
RFI-w3-05 | Canopy fascia/soffit and column enclosure framing is '3 5/8" METAL STUD FRAMING' with no gauge, spacing, or attachment to canopy steel (suspension, hangers, bracing). Provide. | A (taken): 362S137-33 @16" O.C. direct to steel: fascia 339.3 LF + soffit 1094.3 LF + columns 339.3 LF + piers 184.5 LF ¦ B: suspended system (carrying channel + hangers) for drive-up canopy soffit 958 SF | B adds ~ 958 SF of suspension (~700 LF carrying channel + hangers @4'x4') | w3
RFI-w3-06 | Low roof B->A slopes (S2.20 B.O.D. 13'-0 5/8" at B to 12'-6 3/8" at A). East E2 and West W1 board/stud heights taken at high end. Confirm whether board 'to deck' follows the slope (cut) or a level line. | A (taken): high end 13'-0 5/8" ¦ B: average 12'-9 1/2" | B: -0.26' x (24.85+24.85) LF = -12.9 SF board per face and ~ -10 LF studs | w3
RFI-w3-07 | Drive-up ATM (NHA 9D TTW) rough opening in exterior wall W4 (ATM Room 102 west wall): A08.11 gives R.O. 2'-7 1/4" (31.3") and 2'-8 1/4", METAL STUD BOX BEAM 2'-8", 2 1/2" studs sistered to 6" studs, 2x4/4x4 FRT framing and FRT plywood plinth. Confirm R.O. W x H and sill height, and who furnishes FRT wood framing. | A (taken): deduct 2'-7 1/4" x 2'-8 1/4" = 7.0 SF; box beam ~3.1 LF; wood framing by w5 ¦ B: no deduction | 7.0 SF board/sheathing | w3
RFI-w3-08 | Raised parapet 2 (T.O. 20'-0"): taken only on W4 (grid 2, F->D), N1 (grid F, 2->4) and the D-line return W3, with roof-side face finished per keynote 7. Confirm there is no parapet along grid 4 (F->D) and grid D (2->4) around the vestibule block. | A (taken): no parapet on grid 4/D ¦ B: parapet on grid 4 (28.01') + D (16.2') at 4'-3 1/2" | B adds ~44 LF parapet: ~190 LF studs, 88 LF tracks, ~380 SF sheathing (2 faces) | w3
RFI-w3-09 | Scope: (a) '5/8" FRT PLYWOOD BONDED TO 2 1/2" POLYISO' composite sheathing - by framing/drywall or by envelope contractor? (b) parapet roof side: sections say '5/8" EXTERIOR GYPSUM SHEATHING', 4/A09.26 says 'ROOF MEMBRANE ON 5/8" DENS DECK OR EQUAL' (roofer). (c) spray foam insulation by insulation sub. | A (taken): (a) included 3731.3 SF, (b) included 915.8 SF as exterior gyp sheathing, (c) excluded (informational 4221.9 SF) ¦ B: (a)/(b) by others | 3731.3 SF + 915.8 SF | w3
RFI-w3-10 | 24 HR VESTIBULE 101 west wall (grid 2): plan shows a hatched liner (NEW PARTITION WITH KEVLAR REINFORCEMENT) inside the exterior wall. Does the exterior wall still receive its own 5/8" gyp to deck behind the liner? | A (taken): yes, counted in W4 (~242 SF) ¦ B: no, liner by w1/w2 only | ~242 SF 5/8" gyp | w3
RFI-w4-01 | No sheet defines the suspension system for the GWB ceilings (A09.33 has no suspended GWB ceiling detail; A04.01 legend only says NEW SUSPENDED GYPSUM WALL BOARD CEILING/SOFFIT). Confirm system (CRC + hat furring vs proprietary drywall grid), member sizes/gauges, hanger/carrying/furring spacing and perimeter member. | A (used): ASTM C754 - CRC 1-1/2" @48", hangers @48"x48", 7/8" hat @16": carrying 314.58 LF, furring 770.02 LF, 112 hangers / 524.74 LF wire ¦ B: same with hat @24": furring 548.46 LF ¦ C: drywall suspension grid (main tee/cross tee) - replaces CRC + hat entirely | furring A vs B = 221.56 LF; alternative C changes all suspension lines | w4
RFI-w4-02 | Hanger wire gauge for GWB ceilings and attachment point: only "TYPICAL 12 GAUGE HANGER WIRE" appears (3/A09.33, ACT). S1.10 note 9: "SUSPENDED CEILINGS ... SHALL NOT BE SUPPORTED BY DECKS" - hangers must go to joists/beams (W12x14 / W14x30 / W14x22). Confirm gauge and whether trapeze/bridging channels are required between joists. | A (used): wire length = B.O.D. - ceiling height = 524.74 LF (112 hangers) ¦ B: attach to bottom of joists (~12-14" below deck) = approx 413 LF | approx -112 LF wire if to joist bottoms, plus trapeze members not counted | w4
RFI-w4-03 | Ceiling board type and finish level not specified (regular vs type X; moisture-resistant in restrooms 113/114; exterior-exposed 24HR vestibule 101). A05.01 notes A/B refer to finish schedule A00.31, which is NOT in the set (index lists A00.30 and A00.40 only); A00.40 has no GWB ceiling entry (only P-15 flat for ceilings) so RCP ceilings cannot be cross-checked against a room finish schedule. | A (used): 5/8" regular, Level 4 (assumed) 934.69 SF ceilings + drop face 77.03 SF + soffit 77.13 SF ¦ B: 5/8" MR in 113/114 (151.17 SF) ¦ C: 5/8" type X all | material type change only; SF unchanged | w4
RFI-w4-04 | CSR soffit side faces: 10/A09.33 shows board 6" above the scheduled ceiling (and one side as a scheduled partition), 9/A12.08 shows both soffit sides framed with board continuing above the ceiling. Confirm board height above ACT on both faces. | A (used): 1'-6" per face (1'-0" visible + 6") = 36.06 SF ¦ B: board to deck both faces = 2 x [6.53 ft x 7.375 + 5.49 ft x 4.994] = 151.2 SF | +115.1 SF gyp board | w4
RFI-w4-05 | CSR soffit (SOFFIT-01) straddles grid B where roof steps from bay E-B (B.O.D. 15'-4 1/2") to bay B-A (B.O.D. 13'-0 5/8" sloping) with W14x22 (HI)/(LOW) beams. Confirm anchorage at the beam line, stud gauge (not given on 9/A12.08 or 10/A09.33), PAF spacing, flute direction (alternate purlin detail VIF) and whether lateral bracing/kickers are required. | A (used): studs to deck each bay, 123.69 LF vertical, gauge PENDIENTE ¦ B: studs to underside of W14 beams + 1x1x1 16ga purlins | stud LF -/+ approx 20 LF; PAF/purlin count pending | w4
RFI-w4-06 | Waiting 104 GB ceiling at 11'-0" sits as an island inside Central Zone 103 ACT-4 at 11'-6" (6" drop). No detail is keyed for the drop edge; 7/A09.33 TYPICAL CEILING TRANSITION assumed. Also S2.20 has no B.O.D. tag for bay E-B; 15'-4 1/2" taken from H/A09.23 T/STEEL. Confirm edge construction and E-B B.O.D. | A (used): 77.03 LF drop edge: 77.03 SF gyp face, 77.03 LF corner bead, 77.03 LF shadow molding, 77.03 LF track, 24 kickers 114.48 LF ¦ B: GB flush with ACT at 11'-6" (no drop): all drop-edge items = 0, hanger wire -0.5 ft x 54 = -27 LF | -77.03 SF / -77.03 LF bead / -114.48 LF kickers if B | w4
RFI-w4-07 | Restrooms 113/114 keynote 11 "INSTALL SOUND BATT INSULATION ABOVE CEILING": thickness / R-value / facing not specified; confirm if by drywall contractor. | A (used): 151.17 SF batt, thickness PENDIENTE ¦ B: by others = 0 | 151.17 SF | w4
RFI-w4-08 | B.O.D. in sloped bay B-A interpolated linearly between S2.20 tags 13'-0 5/8" (near B) and 12'-6 3/8" (near A). Confirm slope is linear from grid B to grid A. | A (used): linear, restroom hangers 12.76-13.05 ft ¦ B: constant 13'-0 5/8" | approx +2 LF hanger wire if B | w4
RFI-w5-01 | 3/A08.01 shows CT-12C tile cove base on mortar bed directly over gypsum board. Provide cement board backer at the 6" tile base band, or MR/regular gyp as drawn? | A: as drawn, 0 SF cement board ¦ B: 1/2" cement board 6" band 113+114 = 15.17+16.65 = 31.8 SF (reclass from gyp) | +31.8 SF cement board / -31.8 SF gyp | w5
RFI-w5-02 | A08.01 note F limits MR board to 'behind toilet and lavatory'. Confirm MR only on chase faces or all restroom walls (FRP walls)? | A: chase faces 168.8 SF ¦ B: all restroom faces to 8'-6" = (30.33+33.30) x 8.5 = 540.9 SF | +372.1 SF MR (reclass) | w5
RFI-w5-03 | M01.01 shows fire dampers (FD) at R-2 and S-2 grilles in Electrical 120 and NER 121 walls, but A12.01 lists no fire rating for any partition type. Are these walls rated (UL design, type X to deck, firestopping)? | A: unrated, FD deleted - framed openings only (15.7 LF) ¦ B: rated walls B #18,#22,#23 (+A1 #8?) - type X both faces to deck, UL design, rated sealant/firestop | scope change on ~43 LF of walls (w1/w2) | w5
RFI-w5-04 | M00.01 note 16 and P00.01 note 15 require access panels but no AP/AD is located on M01.01/P01.0x/E0x. Only A04.01 KN4 (1 EA in vestibule) is shown. Quantity/locations in GWB ceilings (vestibules, waiting, restrooms, CSR soffit)? | A: 1 EA (KN4) ¦ B: +N EA per MEP coordination | unknown, ~$ per EA | w5
RFI-w5-05 | Restroom GB ceiling HVAC devices: A04.01 shows 2'x2' symbols, M01.01 shows narrow grilles (~6"x1'-9"). Which size? | A: 4 x 2'x2' = 32.0 LF framing ¦ B: 4 x 6"x1'-9" = 18.3 LF | -13.7 LF | w5
RFI-w5-06 | M01.01 shows 12 linear slot diffuser segments in GB ceilings of Vestibule 100 / 24HR Vestibule 101; A04.01 RCP does not show them. Confirm devices and lengths. | A: 12 x ~4'-1"x6" = 111.8 LF framed openings ¦ B: none | 111.8 LF | w5
RFI-w5-07 | Door 117 (storage, HW group 10) swings 90 deg into Corridor 111 with no wall behind the open leaf; door 111 similar. Where is the wall stop (A00.30 note D)? | A: wall stop on adjacent wall B2 #27 / A5 #16 = 2.0 LF each ¦ B: floor stop, 0 LF | -4.0 LF | w5
RFI-w5-08 | PF-06 bi-level EWC is 'WALL' supported with no carrier listed (P00.01). Carrier by plumbing or FRT blocking by framer? Mounting plate size? | A: plumbing carrier, 0 LF ¦ B: FRT blocking 2 runs x unit width (~3'-3" -> ~6.5 LF) | ~6.5 LF | w5
RFI-w5-09 | FEC-1 / FEC-2 fire extinguisher cabinets: surface, semi-recessed or recessed? Cabinet size? | A: surface on blocking 2 x 1'-4" each ¦ B: semi-recessed framed opening ~2 x (2'-0"+2'-6") = 9 LF each | ~2.7 LF vs 18 LF | w5
RFI-w5-10 | Second MW06A (janitor east wall B #19) has no own elevation; 6/A12.04 shows standards 3'-0" only because of the mop sink. Same 3'-0" standards or full height like MW05 (7'-0")? | A: 3 x 3'-0" = 9.0 LF ¦ B: 3 x 7'-0" = 21.0 LF | +12.0 LF | w5
RFI-w5-11 | WH-1 platform (3/P00.01) is 'above mop sink' on the janitor west wall where MW06A standards are also drawn (6/A12.04). Platform width/height and conflict resolution? | A: 3 rows x 2'-0" = 6.0 LF (assumed) ¦ B: per platform 40-SWHP actual width | +/- few LF | w5
RFI-w5-12 | 2/A12.04 is titled 'MW05A & MW05B' but the schedule and A02.01 show a single MW05. One or two units? | A: 1 unit 21.0 LF ¦ B: 2 units 42.0 LF | +21.0 LF | w5
RFI-w5-13 | ARTWORK 4'-0"x4'-0" shown in offices 105-110 (A11.01/A11.03/A11.04). Is blocking required (A02.01 note C covers equipment/accessories)? | A: no blocking ¦ B: 2 runs x 4'-0" x 6 = 48.0 LF | +48.0 LF | w5
RFI-w5-14 | A05.01 KN9 calls Level 5 for WC-20, but WC-20 is not tagged on any plan/elevation or in A00.40. Where is WC-20? | A: none ¦ B: wall(s) TBD at Level 5 | unknown SF | w5
RFI-w5-15 | Equipment hexagon tag '3' (hook rails/hooks, break room + wellness, A11.02) is not in the A00.40 equipment schedule. Confirm item and who installs. | A: hooks as drawn 5.67 LF blocking ¦ B: delete | -5.67 LF | w5
RFI-L-01 | Sloped low-roof zone between grid B and grid A (S2.20 13'-0 5/8" @ B to 12'-6 3/8" @ A): interior studs are priced at the HIGH end 13'-0 5/8" (skill rule: cut to highest condition of the zone). Confirm. | A (used): constant 13.052 ft ¦ B: wall-by-wall interpolation (w1/w2 original) | B is about 1-3% less stud LF on walls south of grid B (see Breakdown operations tagged LEADER R3) | leader
RFI-L-02 | Storefront piers at F/2 and F/4 carry a C1 tag (6/A12.01 block partition furring) AND callouts 1/A09.25 and 2/A09.25 DETAIL @ STOREFRONT PIER. Which governs? | A (used): 1,2/A09.25 pier detail (w3 EXT-PIERS: 184.5 LF 3-5/8" stud, 90.6 SF gyp, 34.0 SF 3/4" FRT plywood) ¦ B: C1 furring (w2 C1-01/C1-02, height PENDING) | B removes the 34.0 SF FRT plywood jambs; stud LF similar | leader
RFI-L-03 | Recessed linear fixtures R-11C (12') in WAITING 104 and the 2 R-11 in the CSR soffit: housing width for framed-opening ends, and which R-11 variant goes in the CSR soffit. | A: R-11A 4' gyp (2 x 8 LF = 16 LF sides) ¦ B: R-11C 12' | ends: 8 x housing width (~0.25 ft each = ~2 LF); CSR sides 16 LF (A) vs 48 LF (B) | leader

## Revisar en la manana
Punto
Renglones del registro en pendiente_rfi (revisar con el arquitecto): TAG-A1-01, TAG-A1-02, TAG-A1-03, TAG-A1-04, TAG-A1K-01, TAG-A5-01, TAG-A5-02, TAG-A5-03, TAG-C1-01, TAG-C1-02, TAG-C1-03, TAG-C1-04, TAG-C1-05, TAG-C1-06, TAG-C1-07, TAG-C1-08, TYPE-C1, DET-6/A12.01, RCP-SUSPENSION, RCP-SOFFITS, ALC-22
Conflictos resueltos por el líder al integrar: ver hoja Clarifications (R1-R8) y hoja 'Excluded (double count)'.
[w1] RFI-w1-01 is the biggest open item: 8 walls north of grid B use provisional B.O.D. 15'-4 1/2".
[w1] 5/8" board type: schedule only says 5/8", no fire rating -> priced as regular; check spec 09 29 00 for type X.
[w1] Batt insulation thickness (3-1/2" / 6") derived from stud depth; no spec thickness on drawings.
[w1] Casing bead on A1K (113.2 LF) is a placeholder (PENDIENTE) until trim locations are defined.
[w1] Header length = RO + 6" (2/S5.20 cut-and-bend tabs) is a derived convention; openings measured by vector (doors 122 = 37.5" and 118B = 36.2" between end caps; the rest 40").
[w1] Tags TAG-B-01 and TAG-B-05 in tags_asignados are not partition tags (section marker / legend letter); real B walls: 6 (7 real B tags).
[w1] Dedup: A1-06+A1-07 tags -> wall A1-06; A1-08+A1-10 tags -> wall A1-07; A5-02+A5-03 tags -> A5-01; A1K-02+A1K-03 -> A1K-02; B-06+B-09 -> B-06.
[w1] Wall numbering: A1-07 = wall of tags TAG-A1-08/10, A1-08 = wall of TAG-A1-09 (numbers are per wall, not per tag).
[w2] RFI-w2-01 deck zone E-B east of grid 5 (affects G-05, G-06, G-08, B2K-01, BH-107, BH-108, C1-05, C1-07).
[w2] C1 heights all PENDIENTE (RFI-w2-03) - provisional to deck.
[w2] Door 116 header ownership (w2 vs w1).
[w2] Vestibule storefront heads (A12.10) and coiling grille header (A08.21) - unassigned.
[w2] Gyp board type (X vs regular) not in drawings - spec section 09 29 00 not in set; named type X provisionally.
[w3] RFI-w3-02 (continuous stud vs. parapet infill) is the largest framing swing; tracks 528.6 LF and ~250 LF studs depend on it.
[w3] North storefront 4-7 and vestibule storefront heads at 8'-6" carry HSS9x5x5/8 steel headers (S2.20) - no metal header counted there.
[w3] Exterior lengths are stud-centerline lengths between grid lines (BOS 3" from grid per 5/A09.26, i.e., grid = stud centerline); exterior sheathing uses the same length (outside corners would add ~0.67' each, ~4 LF total - not added).
[w3] Spray foam insulation listed only as informational (BY OTHERS).
[w3] Canopy soffit areas are from A04.01 vector outline; drive-up canopy soffit 958 SF assumes framing @16" (0.75 LF/SF).
[w3] Piers 1/2 A09.25 quantities approximated from detail graphic (DERIVADO).
[w4] Suspension spacing is an ASTM C754 basis, not a drawing value (RFI-w4-01) - leader decide whether to carry alt A or B.
[w4] Waiting 104 drop-edge items depend on RFI-w4-06 (not keyed).
[w4] CSR soffit straddles roof step at grid B (RFI-w4-05).
[w4] A00.31 finish schedule referenced on A05.01 is missing from the set (RFI-w4-03).
[w4] Waiting width 17.03 ft and vestibule/restroom areas are vector-derived (no full printed dimension strings); Vestibule 100 width cross-checked vs 1/A12.10 within 0.05 ft.
[w5] A11.02 / A11.04 elevation titles appear inverted vs the plan markers (e.g. 5/A11.02 'BREAK ROOM - NORTH' shows the south wall with lockers CW-16 = A02.01 KN5 and A06.01 CW-16; 6/A11.02 'SOUTH' shows MW21 on the north wall). Walls in this result follow the plan markers + A06.01 + A05.01 tags.
[w5] Wall-stop walls are DERIVADO from the drawn open-leaf position; confirm in the field with hardware supplier.
[w5] Vector-derived sizes (mirror, baby changer, TA-13/14/2 recesses, MW12 uppers, lockers width, chase face 9.93 LF) should be verified against product data.
[w5] A00.40 equip 111 wall mount monitor arm and A06.01 WHS-FC hand sanitizer not located/verified - check with owner.
[w5] Level 4 is not stated anywhere for the rest of GWB (default assumption).
[w5] WC-22 media wall Level 5 width not printed (EQ-EQ) - needs w2 wall length of C1 #36 face.

## Clarifications
Clarification
LEADER R1 - Door 116 sits between A5-03 (w1) and B2-04 (w2). The opening (header 600T125-43, jambs, top track over the opening) is carried COMPLETE in A5-03; w2 OPN-116 is excluded to avoid double count.
LEADER R2 - Storefront piers F/2 and F/4 are taken from 1/A09.25 and 2/A09.25 (w3 EXT-PIERS). w2 C1-01 and C1-02 (same elements via the C1 tag) are excluded. RFI-L-02.
LEADER R3 - Sloped zone grid B-A: interior stud LF rescaled to the high end 13'-0 5/8" (S2.20) per skill rule; exterior wall S1 on grid A keeps its real eave height (axis exception). RFI-L-01.
LEADER R4 - 24 HR VESTIBULE 101 west wall (grid 2): w3 raised a possible Kevlar double count (RFI-w3-10). Checked at 600 dpi: the band shows a ladder pattern, not the diagonal hatch of the A02.01 legend 'NEW PARTITION WITH KEVLAR REINFORCMENT'. No Kevlar liner there: no gap and no double count.
LEADER R5 - Moisture resistant board 168.8 SF (w5 WZ-MR-M/W) is a RECLASSIFICATION of the restroom faces of the C1 chase walls (w2 C1-06, C1-08). Those C1 board quantities are still PENDING (height RFI-w2-03); when they are priced, deduct 168.8 SF from regular/type X board.
LEADER R6 - Framed openings for recessed fixtures: added leader item FO-LIGHT-R11C (96 LF). Luminaires themselves are Div 26, EXCLUDED. R-14/R-15 3.5" downlights = cut-out only.
Gypsum board type (regular vs type X) is not specified anywhere in the set (A12.01 schedule shows no fire rating '--'); workers named it as found; see RFI-w2/w3/w4 board-type RFIs.
Finish level: Level 5 only where w5 found WC-18 (offices 105-110, 633 SF); elsewhere Level 4 assumed (not specified).
Control joints: no interior gypsum control joint is detailed (CJ on A04.01 is at exterior canopy stucco/soffit) - EXCLUDED with reason (w5 ALC-18).
Fasteners, screws, joint compound and tape are yields, not plan quantities: not included.
Waste is in its own cells (Materials sheet): ALL METAL 15%, EVERYTHING ELSE 6%. Quantities in Takeoff and Breakdown are NET.
LEADER R7 - The 2'x2' access panel in Vestibule 100 (A04.01 key note 4) was counted by w4 (CIELO-100) and w5 (MEP-AP-KN4): kept once in w5.
LEADER R8 - Spray foam insulation in exterior 6" stud cavities (w3, 4222.0 SF) is listed as INFO / BY OTHERS (RFI-w3-09), not in the purchase list.

## Registro
Id | Tipo | Estado | Nota
TAG-A1-01 | tag | pendiente_rfi | [w1] tag at (1382.8, 996.2) pt A02.01 -> wall A1-01 (A1), 16.42 LF; thickness check: faces y 967.44 / 974.76 pt (lw1.2/0.6) = 7.32 pt = 4.88" = WALL THICKNESS A1 4 7/8" OK; images /home/user/boa3/workers/w1/A0201_zoom_type_A1_walls_marked.jpg, /home/user/boa3/workers/w1/A0201_zoom_MW01_pocket_A1.jpg ¦ Height of this wall depends on RFI-w1-01 (B.O.D. zone D-B not printed; provisional 15'-4 1/2"). (RFI-w1-01)
TAG-A1-02 | tag | pendiente_rfi | [w1] tag at (1299.1, 1000.4) pt A02.01 -> wall A1-02 (A1), 3.53 LF; thickness check: faces x 1271.16 / 1278.48 = 7.32 pt = 4 7/8" OK; images /home/user/boa3/workers/w1/A0201_zoom_type_A1_walls_marked.jpg, /home/user/boa3/workers/w1/A0201_zoom_MW01_pocket_A1.jpg ¦ Height of this wall depends on RFI-w1-01 (B.O.D. zone D-B not printed; provisional 15'-4 1/2"). (RFI-w1-01)
TAG-A1-03 | tag | pendiente_rfi | [w1] tag at (1246.2, 1063.5) pt A02.01 -> wall A1-03 (A1), 2.63 LF; thickness check: faces y 1031.04 / 1038.36 = 7.32 pt = 4 7/8" OK; images /home/user/boa3/workers/w1/A0201_zoom_type_A1_walls_marked.jpg, /home/user/boa3/workers/w1/A0201_zoom_MW01_pocket_A1.jpg ¦ Height of this wall depends on RFI-w1-01 (B.O.D. zone D-B not printed; provisional 15'-4 1/2"). (RFI-w1-01)
TAG-A1-04 | tag | pendiente_rfi | [w1] tag at (1147.2, 1253.7) pt A02.01 -> wall A1-04 (A1), 4.81 LF; thickness check: faces y 1229.04 / 1236.36 = 7.32 pt = 4 7/8" OK; images /home/user/boa3/workers/w1/A0201_zoom_type_A1_walls_marked.jpg, /home/user/boa3/workers/w1/A0201_zoom_door111_A1-04.jpg ¦ Height of this wall depends on RFI-w1-01 (B.O.D. zone D-B not printed; provisional 15'-4 1/2"). (RFI-w1-01)
TAG-A1-05 | tag | verificado | [w1] tag at (1376.4, 1296.8) pt A02.01 -> wall A1-05 (A1), 15.83 LF; thickness check: faces y 1316.76 / 1324.08 = 7.32 pt = 4 7/8" OK; images /home/user/boa3/workers/w1/A0201_zoom_type_A1_walls_marked.jpg, /home/user/boa3/workers/w1/A0201_zoom_doors_122_118B.jpg
TAG-A1-06 | tag | verificado | [w1] tag at (1540.4, 1335.3) pt A02.01 -> wall A1-06 (A1), 6.77 LF; thickness check: vertical faces x 1522.92 / 1530.24 = 7.32 pt, y 1324.08 -> 1362.60 = 38.52 pt; images /home/user/boa3/workers/w1/A0201_zoom_type_A1_walls_marked.jpg, /home/user/boa3/workers/w1/A0201_zoom_teller_A1K_A5.jpg
TAG-A1-07 | tag | verificado | [w1] tag at (1508.1, 1342.9) pt A02.01 -> wall A1-06 (A1), 6.77 LF; thickness check: vertical faces x 1522.92 / 1530.24 = 7.32 pt, y 1324.08 -> 1362.60 = 38.52 pt; images /home/user/boa3/workers/w1/A0201_zoom_type_A1_walls_marked.jpg, /home/user/boa3/workers/w1/A0201_zoom_teller_A1K_A5.jpg
TAG-A1-08 | tag | verificado | [w1] tag at (1213.6, 1406.6) pt A02.01 -> wall A1-07 (A1), 20.08 LF; thickness check: faces x 1234.44 / 1241.76 = 7.32 pt = 4 7/8" OK; images /home/user/boa3/workers/w1/A0201_zoom_type_A1_walls_marked.jpg, /home/user/boa3/workers/w1/A0201_zoom_electrical_NER_A1_B_walls.jpg
TAG-A1-09 | tag | verificado | [w1] tag at (1740.2, 1471.6) pt A02.01 -> wall A1-08 (A1), 8.17 LF; thickness check: faces y 1488.12 / 1495.44 = 7.32 pt = 4 7/8" OK; images /home/user/boa3/workers/w1/A0201_zoom_type_A1_walls_marked.jpg, /home/user/boa3/workers/w1/A0401_RCP_south_east_calling_cubes_teller_break_work.jpg
TAG-A1-10 | tag | verificado | [w1] tag at (1220.0, 1515.5) pt A02.01 -> wall A1-07 (A1), 20.08 LF; thickness check: faces x 1234.44 / 1241.76 = 7.32 pt = 4 7/8" OK; images /home/user/boa3/workers/w1/A0201_zoom_type_A1_walls_marked.jpg, /home/user/boa3/workers/w1/A0201_zoom_electrical_NER_A1_B_walls.jpg
TAG-A1K-01 | tag | pendiente_rfi | [w1] tag at (1659.6, 1149.7) pt A02.01 -> wall A1K-01 (A1K), 3.41 LF; thickness check: faces y 1120.68 / 1128.48 = 7.80 pt = 5.20" ~ WALL THICKNESS A1K 5 1/4" (7.875 pt) OK; images /home/user/boa3/workers/w1/A0201_zoom_type_A1K_walls_marked.jpg, /home/user/boa3/workers/w1/A0201_zoom_teller_A1K_A5.jpg ¦ Height of this wall depends on RFI-w1-01 (B.O.D. zone D-B not printed; provisional 15'-4 1/2"). (RFI-w1-01)
TAG-A1K-02 | tag | verificado | [w1] tag at (1662.5, 1331.7) pt A02.01 -> wall A1K-02 (A1K), 5.65 LF; thickness check: east seg faces y 1344.72 / 1352.64 = 7.92 pt = 5.28" OK; images /home/user/boa3/workers/w1/A0201_zoom_type_A1K_walls_marked.jpg, /home/user/boa3/workers/w1/A0201_zoom_teller_A1K_A5.jpg
TAG-A1K-03 | tag | verificado | [w1] tag at (1644.3, 1335.5) pt A02.01 -> wall A1K-02 (A1K), 5.65 LF; thickness check: east seg faces y 1344.72 / 1352.64 = 7.92 pt = 5.28" OK; images /home/user/boa3/workers/w1/A0201_zoom_type_A1K_walls_marked.jpg, /home/user/boa3/workers/w1/A0201_zoom_teller_A1K_A5.jpg
TAG-A5-01 | tag | pendiente_rfi | [w1] tag at (1543.4, 1118.5) pt A02.01 -> wall A5-02 (A5), 19.81 LF; thickness check: faces x 1519.44 / 1530.24 = 10.80 pt = 7.2" = A5 7 1/4" OK; images /home/user/boa3/workers/w1/A0201_zoom_type_A5_walls_marked.jpg, /home/user/boa3/workers/w1/A0401_RCP_strip_east_of_calling_cubes.jpg ¦ Height of this wall depends on RFI-w1-01 (B.O.D. zone D-B not printed; provisional 15'-4 1/2"). (RFI-w1-01)
TAG-A5-02 | tag | pendiente_rfi | [w1] tag at (1209.3, 1128.9) pt A02.01 -> wall A5-01 (A5), 15.30 LF; thickness check: faces x 1223.88 / 1234.80 = 10.92 pt = 7.28" = WALL THICKNESS A5 7 1/4" OK (bottom 27 pt jogs to x1234.80/1245.24); images /home/user/boa3/workers/w1/A0201_zoom_type_A5_walls_marked.jpg, /home/user/boa3/workers/w1/A0201_zoom_doors_122_118B.jpg ¦ Height of this wall depends on RFI-w1-01 (B.O.D. zone D-B not printed; provisional 15'-4 1/2"). (RFI-w1-01)
TAG-A5-03 | tag | pendiente_rfi | [w1] tag at (1264.2, 1240.5) pt A02.01 -> wall A5-01 (A5), 15.30 LF; thickness check: faces x 1223.88 / 1234.80 = 10.92 pt = 7.28" = WALL THICKNESS A5 7 1/4" OK (bottom 27 pt jogs to x1234.80/1245.24); images /home/user/boa3/workers/w1/A0201_zoom_type_A5_walls_marked.jpg, /home/user/boa3/workers/w1/A0201_zoom_doors_122_118B.jpg ¦ Height of this wall depends on RFI-w1-01 (B.O.D. zone D-B not printed; provisional 15'-4 1/2"). (RFI-w1-01)
TAG-A5-04 | tag | verificado | [w1] tag at (1650.0, 1409.7) pt A02.01 -> wall A5-03 (A5), 6.64 LF; thickness check: faces x 1622.16 / 1633.08 = 10.92 pt = 7.28" = A5 7 1/4" OK; images /home/user/boa3/workers/w1/A0201_zoom_type_A5_walls_marked.jpg, /home/user/boa3/workers/w1/A0201_zoom_teller_A1K_A5.jpg
TAG-B-01 | tag | verificado | [w1] NOT a partition tag: the "B" at (856.3,188.7) pt is the letter of section marker "B / A9.21" outside the building (north-west); no wall. Image /home/user/boa3/workers/w1/A0201_assigned_tags_montage.jpg (tile TAG-B-01) and /home/user/boa3/workers/w1/A0201_full_type_B_walls_marked.jpg (grey circle).
TAG-B-02 | tag | verificado | [w1] tag at (1380.4, 1457.5) pt A02.01 -> wall B-01 (B), 9.99 LF; thickness check: faces y 1438.80 / 1446.12 = 7.32 pt = 4 7/8" = B OK; images /home/user/boa3/workers/w1/A0201_zoom_type_B_walls_marked.jpg, /home/user/boa3/workers/w1/A0201_zoom_electrical_NER_A1_B_walls.jpg
TAG-B-03 | tag | verificado | [w1] tag at (1052.0, 1497.2) pt A02.01 -> wall B-04 (B), 11.73 LF; thickness check: faces y 1508.52 / 1515.84 = 7.32 pt = 4 7/8" OK; images /home/user/boa3/workers/w1/A0201_zoom_type_B_walls_marked.jpg, /home/user/boa3/workers/w1/A0201_zoom_janitor_storage_B_walls.jpg
TAG-B-04 | tag | verificado | [w1] tag at (1048.3, 1532.7) pt A02.01 -> wall B-05 (B), 3.50 LF; thickness check: faces x 1064.88 / 1072.20 = 7.32 pt OK; images /home/user/boa3/workers/w1/A0201_zoom_type_B_walls_marked.jpg, /home/user/boa3/workers/w1/A0201_zoom_janitor_storage_B_walls.jpg
TAG-B-05 | tag | verificado | [w1] NOT a partition tag: the "B" at (2380.8,1536.2) pt is the "B" letter of the INTERIOR ELEVATION INDICATION legend (right side of A02.01); no wall. Image /home/user/boa3/workers/w1/A0201_assigned_tags_montage.jpg (tile TAG-B-05) and /home/user/boa3/workers/w1/A0201_full_type_B_walls_marked.jpg.
TAG-B-06 | tag | verificado | [w1] tag at (944.2, 1567.0) pt A02.01 -> wall B-06 (B), 11.73 LF; thickness check: faces y 1578.84 / 1586.16 = 7.32 pt OK; images /home/user/boa3/workers/w1/A0201_zoom_type_B_walls_marked.jpg, /home/user/boa3/workers/w1/A0201_zoom_janitor_storage_B_walls.jpg
TAG-B-07 | tag | verificado | [w1] tag at (1383.3, 1572.5) pt A02.01 -> wall B-02 (B), 9.58 LF; thickness check: faces y 1551.12 / 1558.44 = 7.32 pt = 4 7/8" OK; images /home/user/boa3/workers/w1/A0201_zoom_type_B_walls_marked.jpg, /home/user/boa3/workers/w1/A0201_zoom_electrical_NER_A1_B_walls.jpg
TAG-B-08 | tag | verificado | [w1] tag at (1400.8, 1584.1) pt A02.01 -> wall B-03 (B), 13.74 LF; thickness check: faces x 1414.20 / 1421.52 = 7.32 pt = 4 7/8" OK; images /home/user/boa3/workers/w1/A0201_zoom_type_B_walls_marked.jpg, /home/user/boa3/workers/w1/A0201_zoom_electrical_NER_A1_B_walls.jpg
TAG-B-09 | tag | verificado | [w1] tag at (1101.8, 1607.6) pt A02.01 -> wall B-06 (B), 11.73 LF; thickness check: faces y 1578.84 / 1586.16 = 7.32 pt OK; images /home/user/boa3/workers/w1/A0201_zoom_type_B_walls_marked.jpg, /home/user/boa3/workers/w1/A0201_zoom_janitor_storage_B_walls.jpg
TAG-B2-01 | tag | verificado | [w2] 1/A12.01; leader -> band x/y per item B2-01 (1.65 LF); image /home/user/boa3/workers/w2/A02.01_type_B2_marked.jpg; length by vector (see items)
TAG-B2-02 | tag | verificado | [w2] 1/A12.01; leader -> band x/y per item B2-02 (1.82 LF); image /home/user/boa3/workers/w2/A02.01_type_B2_marked.jpg; length by vector (see items)
TAG-B2-03 | tag | verificado | [w2] 1/A12.01; leader -> band x/y per item B2-03 (1.80 LF), B2-07 (0.88 LF); image /home/user/boa3/workers/w2/A02.01_type_B2_marked.jpg; length by vector (see items)
TAG-B2-04 | tag | verificado | [w2] 1/A12.01; leader -> band x/y per item B2-04 (11.74 LF); image /home/user/boa3/workers/w2/A02.01_type_B2_marked.jpg; length by vector (see items); TAG-B2-06 is the SAME wall as TAG-B2-04 (one band x=1622.16/1633.08 y 1482.12-1693.44) -> deduplicated into B2-04
TAG-B2-05 | tag | verificado | [w2] 1/A12.01; leader -> band x/y per item B2-05 (2.69 LF), B2-08 (0.41 LF); image /home/user/boa3/workers/w2/A02.01_type_B2_marked.jpg; length by vector (see items)
TAG-B2-06 | tag | verificado | [w2] 1/A12.01; leader -> band x/y per item B2-04 (11.74 LF); image /home/user/boa3/workers/w2/A02.01_type_B2_marked.jpg; length by vector (see items); TAG-B2-06 is the SAME wall as TAG-B2-04 (one band x=1622.16/1633.08 y 1482.12-1693.44) -> deduplicated into B2-04
TAG-B2K-01 | tag | verificado | [w2] B2K-01 1.77 LF; derived 1/A12.01 + 4/A12.01 (3 checks close, see item); image /home/user/boa3/workers/w2/A02.01_type_B2K_marked.jpg
TAG-C1-01 | tag | pendiente_rfi | [w2] 6/A12.01; item C1-01 (2.71 LF); image /home/user/boa3/workers/w2/A02.01_type_C1_marked.jpg; length by vector DERIVADO, height PENDIENTE RFI-w2-03 (C1 furring height not dimensioned)
TAG-C1-02 | tag | pendiente_rfi | [w2] 6/A12.01; item C1-02 (2.65 LF); image /home/user/boa3/workers/w2/A02.01_type_C1_marked.jpg; length by vector DERIVADO, height PENDIENTE RFI-w2-03 (C1 furring height not dimensioned)
TAG-C1-03 | tag | pendiente_rfi | [w2] 6/A12.01; item C1-03 (4.00 LF); image /home/user/boa3/workers/w2/A02.01_type_C1_marked.jpg; length by vector DERIVADO, height PENDIENTE RFI-w2-03 (C1 furring height not dimensioned)
TAG-C1-04 | tag | pendiente_rfi | [w2] 6/A12.01; item C1-04 (1.71 LF); image /home/user/boa3/workers/w2/A02.01_type_C1_marked.jpg; length by vector DERIVADO, height PENDIENTE RFI-w2-03 (C1 furring height not dimensioned)
TAG-C1-05 | tag | pendiente_rfi | [w2] 6/A12.01; item C1-05 (11.33 LF); image /home/user/boa3/workers/w2/A02.01_type_C1_marked.jpg; length by vector DERIVADO, height PENDIENTE RFI-w2-03 (C1 furring height not dimensioned)
TAG-C1-06 | tag | pendiente_rfi | [w2] 6/A12.01; item C1-06 (10.03 LF); image /home/user/boa3/workers/w2/A02.01_type_C1_marked.jpg; length by vector DERIVADO, height PENDIENTE RFI-w2-03 (C1 furring height not dimensioned)
TAG-C1-07 | tag | pendiente_rfi | [w2] 6/A12.01; item C1-07 (4.14 LF); image /home/user/boa3/workers/w2/A02.01_type_C1_marked.jpg; length by vector DERIVADO, height PENDIENTE RFI-w2-03 (C1 furring height not dimensioned)
TAG-C1-08 | tag | pendiente_rfi | [w2] 6/A12.01; item C1-08 (10.03 LF); image /home/user/boa3/workers/w2/A02.01_type_C1_marked.jpg; length by vector DERIVADO, height PENDIENTE RFI-w2-03 (C1 furring height not dimensioned)
TAG-F-01 | tag | verificado | [w2] F-01 17.76 LF diagonal; 12/A12.01 + A08.11 7/1; image /home/user/boa3/workers/w2/A02.01_type_F_marked.jpg
TAG-F-02 | tag | verificado | [w2] NOT a partition tag: the 'F' at (1184.5,1779.8) is the section bubble F/A9.22 (Section F on A09.22) at door 123; image /home/user/boa3/workers/w2/A02.01_type_F_marked.jpg (circled) - nothing to quantify
TAG-F-03 | tag | verificado | [w2] NOT a partition tag: the 'F' at (770.1,2022.3) is the drawing title bubble 'F / A02.01 CONSTRUCTION PLAN'; image /home/user/boa3/workers/w2/A02.01_type_F_marked.jpg (circled) - nothing to quantify
TAG-G-01 | tag | verificado | [w2] 5/A12.01 (+8/9/10 A12.01); items G-01 (3.47 LF), G-10 (2.42 LF), BH-105 (7.50 LF), BH-106 (7.50 LF), BH-107 (7.50 LF), BH-108 (7.50 LF); image /home/user/boa3/workers/w2/A02.01_type_G_marked.jpg; length by vector, height to deck 15'-4 1/2" DERIVADO (S2.20 + A09.23 H; confirm RFI-w2-01)
TAG-G-02 | tag | verificado | [w2] 5/A12.01 (+8/9/10 A12.01); items G-02 (10.83 LF); image /home/user/boa3/workers/w2/A02.01_type_G_marked.jpg; length by vector, height to deck 15'-4 1/2" DERIVADO (S2.20 + A09.23 H; confirm RFI-w2-01)
TAG-G-03 | tag | verificado | [w2] 5/A12.01 (+8/9/10 A12.01); items G-03 (3.25 LF); image /home/user/boa3/workers/w2/A02.01_type_G_marked.jpg; length by vector, height to deck 15'-4 1/2" DERIVADO (S2.20 + A09.23 H; confirm RFI-w2-01)
TAG-G-04 | tag | verificado | [w2] 5/A12.01 (+8/9/10 A12.01); items G-04 (12.33 LF); image /home/user/boa3/workers/w2/A02.01_type_G_marked.jpg; length by vector, height to deck 15'-4 1/2" DERIVADO (S2.20 + A09.23 H; confirm RFI-w2-01)
TAG-G-05 | tag | verificado | [w2] 5/A12.01 (+8/9/10 A12.01); items G-05 (10.83 LF); image /home/user/boa3/workers/w2/A02.01_type_G_marked.jpg; length by vector, height to deck 15'-4 1/2" DERIVADO (S2.20 + A09.23 H; confirm RFI-w2-01)
TAG-G-06 | tag | verificado | [w2] 5/A12.01 (+8/9/10 A12.01); items G-06 (3.25 LF); image /home/user/boa3/workers/w2/A02.01_type_G_marked.jpg; length by vector, height to deck 15'-4 1/2" DERIVADO (S2.20 + A09.23 H; confirm RFI-w2-01)
TAG-G-07 | tag | verificado | [w2] 5/A12.01 (+8/9/10 A12.01); items G-07 (11.63 LF); image /home/user/boa3/workers/w2/A02.01_type_G_marked.jpg; length by vector, height to deck 15'-4 1/2" DERIVADO (S2.20 + A09.23 H; confirm RFI-w2-01)
TAG-G-08 | tag | verificado | [w2] 5/A12.01 (+8/9/10 A12.01); items G-08 (10.07 LF); image /home/user/boa3/workers/w2/A02.01_type_G_marked.jpg; length by vector, height to deck 15'-4 1/2" DERIVADO (S2.20 + A09.23 H; confirm RFI-w2-01)
TAG-G-09 | tag | verificado | [w2] 5/A12.01 (+8/9/10 A12.01); items G-09 (11.63 LF); image /home/user/boa3/workers/w2/A02.01_type_G_marked.jpg; length by vector, height to deck 15'-4 1/2" DERIVADO (S2.20 + A09.23 H; confirm RFI-w2-01)
TAG-G1-01 | tag | verificado | [w2] 5/A12.01 (+8/9/10 A12.01); items G1-01 (10.83 LF); image /home/user/boa3/workers/w2/A02.01_type_G1_marked.jpg; length by vector, height to deck 15'-4 1/2" DERIVADO (S2.20 + A09.23 H; confirm RFI-w2-01)
TAG-G1-02 | tag | verificado | [w2] 5/A12.01 (+8/9/10 A12.01); items G1-02 (7.40 LF), BH-109 (7.50 LF), BH-110 (7.50 LF); image /home/user/boa3/workers/w2/A02.01_type_G1_marked.jpg; length by vector, height to deck 15'-4 1/2" DERIVADO (S2.20 + A09.23 H; confirm RFI-w2-01)
TYPE-A1 | tag | verificado | [w1] 3/A12.01 schedule row A1: STUD 3 5/8", GYP 5/8", WALL THICKNESS 4 7/8", INSULATION YES; arithmetic 3.625+0.625+0.625 = 4.875 OK; measured faces 7.32 pt = 4.88" on every A1 wall; studs 362S137-33 @16" (7/S5.20). 9 walls, 79.02 LF (incl. door bands). Image /home/user/boa3/workers/w1/det3_A1201_partition_A1_A5.jpg
TYPE-A1K | tag | verificado | [w1] 4/A12.01 schedule row A1K: STUD 3 5/8", GYP 5/8", WALL THICKNESS 5 1/4"; arithmetic 3.625+0.625+0.625+0.375(ballistic) = 5.25 OK; measured 7.80-7.92 pt = 5.2-5.28". WALL CONSTRUCTION SHALL INCLUDE: 14 GA studs @24" max, 3/8" UL752 L2 fiberglass to 8'-0", 3/8" gyp 8'-0" to structure, appropriate metal trim and casing beads. 2 walls, 9.07 LF. Image /home/user/boa3/workers/w1/det4_A1201_partition_A1K_A5K.jpg
TYPE-A5 | tag | verificado | [w1] 3/A12.01 schedule row A5: STUD 6", GYP 5/8", WALL THICKNESS 7 1/4"; arithmetic 6+0.625+0.625 = 7.25 OK (NOT 3-5/8"); measured faces 10.80-10.92 pt = 7.2-7.28". 3 walls, 41.75 LF. Image /home/user/boa3/workers/w1/det3_A1201_partition_A1_A5.jpg
TYPE-A5K | tag | verificado | [w1] Row exists in 4/A12.01 (A5K 6", 5/8", 7 5/8"). Sweep: word "A5K" appears 0 times on A02.01 (pdfplumber words of page 24; tag counter: A1 11, A1K 3, A5 4, B 11, A5K 0) and only on A12.01 in the whole set; no wall measures 7 5/8" (11.44 pt) in the vector pair scan -> 0 LF. Image /home/user/boa3/workers/w1/det4_A1201_partition_A1K_A5K.jpg
TYPE-A6 | tag | verificado | [w1] Row exists in 2/A12.01 (A6 3 5/8", 4 7/8"). Sweep: word "A6" appears 0 times on A02.01 and only on A12.01 in the set -> no instances, 0 LF. Image /home/user/boa3/workers/w1/det2_A1201_partition_A6_A8.jpg
TYPE-A8 | tag | verificado | [w1] Row exists in 2/A12.01 (A8 6", 7 1/4"). Sweep: word "A8" appears 0 times on A02.01 and only on A12.01 -> no instances, 0 LF. Image /home/user/boa3/workers/w1/det2_A1201_partition_A6_A8.jpg
TYPE-B | tag | verificado | [w1] 1/A12.01 schedule row B: STUD 3 5/8", GYP 5/8", WALL THICKNESS 4 7/8", INSULATION YES; board to UNDERSIDE OF STRUCTURE both sides, CONT ACOUS SEALANT top & bottom; arithmetic 4.875 OK; measured 7.32 pt. 6 walls, 60.27 LF (2 tags in tags_asignados were false positives). Image /home/user/boa3/workers/w1/det1_A1201_partition_B_B2.jpg
TYPE-B2 | tag | verificado | [w2] 1/A12.01 schedule row B2: 6" / 5/8" / 7 1/4" / INSULATION YES; 6+5/8+5/8=7 1/4 closes; measured 7.20-7.28 in. 7 walls, 20.99 LF. /home/user/boa3/workers/w2/det1_A12.01_partition_B_B2.jpg
TYPE-B2K | tag | verificado | [w2] No schedule row -> DERIVADO: layers 6+5/8+3/8+5/8 = 7 5/8; K delta (A1K-A1 = A5K-A5 = 3/8) -> 7 1/4+3/8 = 7 5/8; measured 7.68 in. 14ga @24" per 4/A12.01. /home/user/boa3/workers/w2/det4_A12.01_partition_A1K_A5K_ref_for_B2K.jpg
TYPE-C1 | tag | pendiente_rfi | [w2] 6/A12.01: block partition + 3 5/8" studs + 5/8" gyp ONE face; 4 1/4" measured 4.24 in; height not given -> RFI-w2-03. 8 items 46.60 LF. /home/user/boa3/workers/w2/det6_A12.01_partition_C1.jpg
TYPE-F | tag | verificado | [w2] 12/A12.01: 3 5/8" @16" floor to deck, 3/4" FRT plywood public side to deck, 5/8" gyp both sides; 5 5/8 = measured 5.61 in. /home/user/boa3/workers/w2/det12_A12.01_partition_F.jpg
TYPE-G | tag | verificado | [w2] 5/A12.01 row G: 1 5/8" double row / 5/8" / 6 1/8" / YES; 3 1/4 + 2 1/2 + 3/8 gap = 6 1/8 closes; measured 6.16 in. 10 walls 79.71 LF. /home/user/boa3/workers/w2/det5_A12.01_partition_G_G1.jpg
TYPE-G1 | tag | verificado | [w2] 5/A12.01 row G1: 1 5/8" double row / 5/8" / 8" / YES; measured 8.48 in (0.48 in over, RFI-w2-05, no quantity impact). 2 walls 18.23 LF
DET-1/A12.01 | detalle | verificado | [w2] /home/user/boa3/workers/w2/det1_A12.01_partition_B_B2.jpg - applied to B2-01..B2-08 (slip track, sealant top/bottom both faces, board to underside of structure)
DET-2/A12.01 | detalle | verificado | [w1] Opened: PARTITION TYPE A6 & A8 - studs to UNDERSIDE OF STRUCTURE with METAL STUD TRACK (SECURE TO STRUCTURE), one face to 6" above SCHEDULED CEILING, other face to structure, batt, CONT ACOUS SEALANT bottom. No A6/A8 instances on A02.01 -> nothing quantified. Image /home/user/boa3/workers/w1/det2_A1201_partition_A6_A8.jpg
DET-3/A12.01 | detalle | verificado | [w1] Opened: PARTITION TYPE A1 & A5 - CONTINUOUS SLIP TRACK at UNDERSIDE OF STRUCTURE, board both sides to 6" above SCHEDULED CEILING, BATT INSULATION, METAL STUD TRACK + CONT ACOUS SEALANT at TOP OF STRUCTURAL SLAB; unlabeled "2'-0"" dims at top (RFI-w1-09). Applied to A1 (79.02 LF) and A5 (41.75 LF). Image /home/user/boa3/workers/w1/det3_A1201_partition_A1_A5.jpg
DET-4/A12.01 | detalle | verificado | [w1] Opened: PARTITION TYPE A1K & A5K - TELLER SIDE / CUSTOMER SIDE, both boards to UNDERSIDE OF STRUCTURE ABOVE, CONTINUOUS ACOUSTICAL SEALANT top & bottom, POWER DRIVEN FASTENERS @ 2'-0" O.C., WALL CONSTRUCTION SHALL INCLUDE (overrides schedule): 14 GA studs @24" max, 3/8" UL752 L2 fiberglass to 8'-0", 3/8" gyp above, trim & casing beads. Applied to A1K (9.07 LF). Image /home/user/boa3/workers/w1/det4_A1201_partition_A1K_A5K.jpg
DET-5/A12.01 | detalle | verificado | [w2] /home/user/boa3/workers/w2/det5_A12.01_partition_G_G1.jpg - applied to all G/G1 items (2 rows, 2 tracks top + 2 bottom, 2 layers each face, isolator)
DET-6/A12.01 | detalle | pendiente_rfi | [w2] /home/user/boa3/workers/w2/det6_A12.01_partition_C1.jpg - furring + 1 face; faces count = 1 per tag (restroom wall has 2 tags = 2 faces, C1-06 & C1-08); height RFI-w2-03
DET-8/A12.01 | detalle | verificado | [w2] /home/user/boa3/workers/w2/det8_A12.01_office_bulkhead_at_door.jpg - BH-105..BH-110
DET-9/A12.01 | detalle | verificado | [w2] /home/user/boa3/workers/w2/det9_A12.01_office_bulkhead_at_glass.jpg - BH-105..BH-110 (glass portion of same 7'-6" opening)
DET-10/A12.01 | detalle | verificado | [w2] /home/user/boa3/workers/w2/det10_A12.01_office_jamb.jpg - jamb studs/FRT blocking/corner bead/sealant inside BH-105..110
DET-12/A12.01 | detalle | verificado | [w2] /home/user/boa3/workers/w2/det12_A12.01_partition_F.jpg - F-01 + OPN-F01-ATM
WALL-A1-DEFAULT | wall | verificado | [w1] Geometric sweep of A02.01 (all heavy-line face pairs 4.5-14 pt and thin-line pairs 7.1-11.1 pt inside the building, each checked against tags/other types): only 1 untagged interior partition not belonging to another type/exterior/office front: A1-D01 stub between door 111 and A5-01, x1220.4-1234.4 y1229-1236 pt, 0.78 LF (faces 7.32 pt = A1). Untagged continuation segments of tagged B walls are reported as B with RFI-w1-06 (alt A1). Images /home/user/boa3/workers/w1/A0201_zoom_type_A1_walls_marked.jpg, /home/user/boa3/workers/w1/A0201_zoom_door111_A1-04.jpg
EXT-WALLS | wall | verificado | [w3] 10 runs, one per facade/grid run: N1 (F 2-4) 17.02 LF, N2 (F 4-7 storefront, wall above head only) 26.25 LF, N3 (F 7-8) 12.93 LF, E1 (8, F-B) 50.69 LF, E2 (8, B-A) 25.25 LF, S1 (A, 3-8) 52.33 LF, W1 (3, A-B) 25.25 LF, W2 (3, B-D) 22.68 LF, W3 (D return 2-3) 3.88 LF, W4 (2, D-F) 28.01 LF = 264.3 LF stud centerline [DERIVADO from S2.20/A02.01 printed grid chains]. Chain A02.01 -> A09.21/22/23 sections -> 4,5,2,3,7/A09.26 -> 9-16/A09.27 -> S1.11 note 5 (600S162-54 @16"/12") -> 7/S5.20 -> 10,11/S5.10. Heights: slab->B.O.D. 15'-4 1/2" (F-B) / 13'-0 5/8"->12'-6 3/8" (B-A) per S2.20. Images: img/A02.01_exterior_axes_marked_*.jpg, img/A09.0x_elevations_orientation_check.jpg, detail crops. Open items RFI-w3-01,02,04,06,09,10.
EXT-PARAPET | wall | verificado | [w3] Parapet infill per 11/S5.10 '600S162-54 @ 16" W/ 600T125-54 TOP & BOT.' between HSS5x5x1/4 posts @5'-0" (10/S5.10) from B.O.D. to T/STUD LP 17'-5" (T.O. PARAPET 1 17'-9") or HP 19'-8" (T.O. PARAPET 2 20'-0", at W4 grid 2 D-F, N1 F 2-4, W3 return) per A09.01/A09.02 datums and A09.21/22/23 sections; parapet heights: 2'-0 1/2" (LP over high roof), 4'-3 1/2" (HP), 4'-4 3/8" (LP @ B low roof), 4'-10 5/8" (LP @ A). Total parapet studs 1110.7 LF, tracks 264.3 + 264.3 LF, roof-side 5/8" exterior gyp sheathing 915.8 SF (4/A09.26 shows DensDeck by roofer - RFI-w3-09). Images img/S5.10_details_10_11_6_parapet_infill.jpg, img/4_A09.26_parapet.jpg. RFI-w3-02 (continuous stud vs separate infill), RFI-w3-08 (parapet 2 extent).
EXT-CANOPY | soffit | verificado | [w3] 4 canopy runs from A04.01 vector outline (img/A04.01_RCP_canopy_soffits_marked.jpg): N fascia 78.16 LF / soffit 329.5 SF; W drive-up fascia 78.02 LF / soffit 958.0 SF; E fascia 55.57 LF / soffit 117.3 SF; S (door 123) fascia 29.01 LF / soffit 54.3 SF. Assembly per 3/A09.26, 7/A09.26, 15-16/A09.27: 3-5/8" metal stud framing + 5/8" ext. grade FRT plywood (fascia T/STUD 12'-7", B/STUD 10'-8 5/8" / 10'-7 1/4"); S2.20 canopy B.O.D. 11'-9" no slope. Gauge/spacing/attachment not given -> RFI-w3-05.
EXT-COLUMNS | wall | verificado | [w3] Column enclosures YES: (a) 4 canopy columns on grid 1 (G, E.4, C.5, B.2) per A02.01 callouts 5/A09.25 (x3 + SIM) -> 5/A09.25 'STUCCO SYSTEM (PT-03) ON 5/8" EXTERIOR GRADE FRT PLYWOOD ON 3-5/8" METAL FRAMING', 1'-5" x 1'-5" FOS, height slab -> B/STUD 10'-7 1/4" (16/A09.27): 339.3 LF studs, 240.4 SF FRT plywood; (b) 2 storefront piers F/2, F/4 per 1/A12.10 -> 1/A09.25, 2/A09.25 (3-5/8" metal furring, 3/4" FRT plywood jambs, 5/8" gyp interior). Images img/5_A09.25_canopy_column_enclosure.jpg, img/1_A09.25_*, img/2_A09.25_*.
BULKHEADS-OFFICE | abertura | verificado | [w2] 6 office-front bulkheads BH-105..BH-110, each 7.50 LF (A02.01 '7'-6" HOLD CLEAR FINISHED OPENING'); band east = 15.375 - 8.042 (A11.01 7 '8'-0 1/2" HOLD TYP FROM SLAB') = 7.333 ft; west = 15.375 - 8.000 (A11.01 8 '8'-0" CLEAR FINISHED OPENING') = 7.375 ft; 2 layers each face to deck, box beam 2-362CSJ20, slip track x2, isolator, FRT blocking, corner bead, shadow molding, sealant. Images /home/user/boa3/workers/w2/A02.01_office_bulkheads_marked.jpg, /home/user/boa3/workers/w2/A11.01_det7_central_zone_east_office_fronts_105-108.jpg, /home/user/boa3/workers/w2/A11.01_det8_central_zone_west_office_fronts_109-110.jpg. Deck confirmation RFI-w2-01; isolator count RFI-w2-02
OPENINGS-HEADERS | abertura | verificado | [w2] A00.30 door schedule door-by-door (location on A02.01, image /home/user/boa3/workers/w2/A02.01_openings_doors_marked.jpg): 100: exterior storefront north (VESTIBULE 100) - w3 (exterior); no framed header ¦ 100A: interior aluminum storefront VESTIBULE 100 / CENTRAL ZONE 103 (A12.10 4 'METAL STUD FRAMING & BOX HEADER AS NEEDED') - not a w2 partition type -> leader assign (frontera) ¦ 101: interior aluminum storefront VESTIBULE 100 / 24 HR VESTIBULE 101 (A12.10 6 box header as needed) - leader assign (frontera) ¦ 102: B2 line x=1123.08-1133.88 (B2-01 jamb) -> w2 OPN-102 (double track 18ga, 3'-10" R.O.) ¦ 103: coiling grille 13'-4" R.O. line x~1130 (24 HR VESTIBULE 101 / CENTRAL ZONE 103), header = A08.21 6" CFMF BOX BEAM HEADER + 3 5/8" framing + 3/4" FRT plywood to deck -> not a w2 type, leader assign (frontera) ¦ 105: office front (G east) - w2 BH-105 (vendor door DFC-1A 3'-0" x 7'-10") ¦ 106: office front (G east) - w2 BH-106 ¦ 107: office front (G east) - w2 BH-107 ¦ 108: office front (G east) - w2 BH-108 ¦ 109: office front (G1 west) - w2 BH-109 ¦ 110: office front (G1 west) - w2 BH-110 ¦ 111: vertical wall at corridor 111 entry, tags A5/A1 (x~1205) - w1 counts header ¦ 112: MEN'S RR / JANITOR CLOSET 112 wall, tag B - w1 ¦ 113: B2 corridor line (between B2-03 and B2-07) - w2 OPN-113 ¦ 114: B2 corridor line (between G1-02 end cap y=1243.20 and B2-02) - w2 OPN-114 ¦ 115: B2 corridor line (between B2-05 and B2-08) - w2 OPN-115 ¦ 116: line x=1622.16-1633.08 between A5 segm
RCP-CEILINGS | cielo | verificado | [w4] A04.01 swept room by room (22 rooms + niche): GWB ceilings = Vestibule 100 (GB 10'-0") 121.97 SF, 24HR Vestibule 101 (GB 10'-0") 150.75 SF, Waiting 104 (GB 11'-0") 510.80 SF, Women 114 (GB 8'-6") 75.60 SF, Men 113 (GB 8'-6") 75.57 SF = 934.69 SF; vector polygons on A04.01 (shoelace /324); image /home/user/boa3/workers/w4/A0401_RCP_marked_GWB_ceilings_blue_soffits_orange.jpg
RCP-SUSPENSION | cielo | pendiente_rfi | [w4] No suspension detail in set (A09.33 checked: dets 1-8,10 none for GWB). Quantities on ASTM C754 basis: carrying 314.58 LF, furring 770.02 LF (@24": 548.46), hanger wire 112 EA / 524.74 LF (B.O.D. S2.20 15'-4 1/2", 13'-0 5/8"->12'-6 3/8"), perimeter track 190.87 LF + drop-edge track 77.03 LF. RFI-w4-01/02/06/08. Images /home/user/boa3/workers/w4/A0401_RCP_marked_GWB_ceilings_blue_soffits_orange.jpg, /home/user/boa3/workers/w4/S220_roof_framing_BOD_tags_circled.jpg
RCP-SOFFITS | soffit | pendiente_rfi | [w4] 1 interior GWB soffit: SOFFIT-01 CSR soffit GB 8'-0", 3'-5" x 12'-0 1/4" (4/A12.08, 1/A12.08), framing 3-5/8" @16" (9/A12.08), cont. track + PAF to deck (10/A09.33): bottom 41.07 SF, faces 36.06 SF, studs 123.69+27.08 LF, track 48.08 LF, corner bead 24.04 LF. RFI-w4-04/05. Images A1208_det04/det01/det09, A0933_det10
WET-ZONES | zona_humeda | verificado | [w5] Census A08.01xA05.01xA00.40: FRP WC-3 113=147.3 SF, 114=162.2 SF; FRP WC-2 janitor 16 SF; MR reclass 168.8 SF (C1 chase faces, note F); cement board alt 31.8 SF (RFI-w5-01); img A0801_elevD_exterior_wall.jpg, A0501_wet_zones_finish_plan.jpg
BLOCKING | otro | verificado | [w5] FRT blocking total 300.166 LF (57 items, every A00.30 MW tag + A08.01 TA tag + wall-mounted A00.40/A06.01 item has a row or exclusion) + FRT plywood 3/4" 263.4 SF + 5/8" 41.1 SF; A02.01 note C, A00.30 note D, A12.0x note D, A08.01 note E; img A0201_blocking_locations_plan.jpg. Open items: RFI-w5-07/08/09/10/11/13.
MEP-CROSS | mep | verificado | [w5] 21 duct-wall crossings M01.01 (tools/cruzar_mep.py + image each) + 4 FD sidewall grilles + 12 LSD + 4 RR devices in GWB ceilings + 1 AP (A04.01 KN4); img M0101_c01..c19_*.jpg. RFIs w5-04/05/06.
TRIM-SEALANT | otro | verificado | [leader] corner bead / casing bead / shadow molding / sealant quantified inside each wall, bulkhead, soffit and exterior item (w1 3/A12.01 4/A12.01; w2 8/9/10 A12.01; w3 A09.26/A09.27; w4 7/A09.33 10/A09.33); see Materials 'metal trim' and 'acoustical sealant'. Control joints EXCLUDED with reason (w5 ALC-18).
INSULATION | otro | verificado | [leader] batt insulation per type where A12.01 schedule says INSULATION YES (w1 A1/A5/A1K/B; w2 B2/G/G1/bulkheads) + restroom ceilings (w4 A04.01 key note 11); thickness RFI-w4-07 and w2; exterior spray foam INFO by others (RFI-w3-09).
ALC-01 | alcance | verificado | [leader] CUANTIFICADO: Materials 3-5/8" stud, 6" stud, 1-5/8" stud + bottom/top track (w1 A1/A1K/A5/B, w2 B2/B2K/C1/F/G/G1); 3/A12.01, 1/A12.01, 5/A12.01. Heights north of grid B pending RFI-w1-01 (deck), quantities priced at 15'-4 1/2" S2.20.
ALC-02 | alcance | verificado | [w3] Exterior CFMF quantified in EXT-N1..EXT-W4 (3844.6 LF 600S162-54 below B.O.D.; tracks 600T125-33 bottom 215.6 LF, 600T200-97 deflection top 264.3 LF; head/sill tracks 243.2 LF; box beams 57.9 LF; C.R. channel bridging 799.3 LF). Sources S1.11 note 5, 7/S5.20, 1-F & 2/S5.20, A09.2x sections. Gauge conflict S1.11 vs S5.20 -> RFI-w3-01.
ALC-03 | alcance | verificado | [w3] Parapet framing quantified (see EXT-PARAPET): 1110.7 LF 600S162-54 + 264.3 LF 600T125-54 bottom + 264.3 LF top (11/S5.10).
ALC-04 | alcance | verificado | [w1] Bottom and top track separate lines in every item: bottom track 362T125-33 119.60 LF, 600T125-33 35.29 LF, 362T125-68 9.06 LF (openings deducted); top deflection slip track 362T200-33 139.29 LF, 600T200-97 41.75 LF, 362T200-68 9.06 LF (continuous over openings). Sources 3/A12.01, 1/A12.01, 4/A12.01 "CONTINUOUS SLIP TRACK", S5.20 METAL STUD PROPERTIES (600T125-33 BOTTOM TRACK / 600T200-97 TOP TRACK), S1.11 note 2 deflection clips. Gauge choice for 3-5/8" tracks DERIVADO (RFI-w1-08).
ALC-05 | alcance | verificado | [w2] Headers/jambs/sills in w2 walls: OPN-102/113/114/115/116/117 (header track per S5.20 7, dbl jamb S5.20 9, cripples), OPN-F01-ATM (header + sill track per S5.20 2 'invert for sill'), BH-105..110 (box beam 2-362CSJ20 + jambs 10/A12.01). Images /home/user/boa3/workers/w2/S5.20_det7_header_schedule_stud_props.jpg, /home/user/boa3/workers/w2/S5.20_det9_opening_nonloadbearing.jpg
ALC-06 | alcance | verificado | [leader] CUANTIFICADO: bracing C.R. channel 1-1/2" @ 48" per 1F/S5.20 'CONTINUOUS BRIDGING' (w1, w2) + exterior bridging (w3); applicability to interior walls is RFI-w2-06.
ALC-07 | alcance | verificado | [leader] CUANTIFICADO: 5/8" gypsum board per face per type in Takeoff/Breakdown (w1, w2, w3 interior face, w4 ceilings); 3/A12.01, 1/A12.01, 5/A12.01, A04.01. Face heights north of grid B pending RFI-w1-01.
ALC-08 | alcance | verificado | [w5] A08.01 sheet note F 'USE MOISTURE RESISTANT GYPSUM BOARD BEHIND TOILET AND LAVATORY' -> 168.8 SF reclass on C1 chase faces (WZ-MR-M/W). No abuse/impact board in A12.01 schedule (all types 5/8" gyp; ballistic A1K counted under ALC-23 by w-wall). RFI-w5-02 for extent.
ALC-09 | alcance | verificado | [w3] Exterior gypsum / glass mat: 5/8" glass mat sheathing 466.3 SF (base strip 0'-0" to T/BASE 0'-6" per 5/A09.26, 9/A09.27, 12/A09.27 + canopy band 10'-7 1/4" to 12'-7" per 3/A09.26, 7/A09.26); 5/8" exterior gyp sheathing at parapet roof side 915.8 SF (A09.21/22/23 '5/8" EXTERIOR GYPSUM SHEATHING'; 4/A09.26 calls DensDeck under roof membrane -> RFI-w3-09).
ALC-10 | alcance | verificado | [w3] FRT plywood exterior: (1) wall sheathing/insulation system '5/8" FRT PLYWOOD BONDED TO 2 1/2" POLYISO INSULATION' (A09.21/22/23, A09.25/26/27, A09.31) 3731.3 SF net; (2) 3/4" FRT plywood at opening perimeters 123.3 SF (2/A09.26, 10/11/14 A09.27, 3/A09.25), parapet cap blocking 242.3 SF (4/A09.26 'AS REQUIRED'), pier jambs 34.0 SF; (3) 5/8" ext. grade FRT plywood canopy fascia 596.9 SF + soffit 1459.1 SF (3/A09.26, 7/A09.26, 15-16/A09.27) and column enclosures 240.4 SF (5/A09.25). Scope of composite panel install -> RFI-w3-09.
ALC-11 | alcance | verificado | [w4] GWB ceilings 5 rooms = 934.69 SF (+ Waiting drop face 77.03 SF), A04.01 vector; type/finish level RFI-w4-03; image /home/user/boa3/workers/w4/A0401_RCP_marked_GWB_ceilings_blue_soffits_orange.jpg
ALC-12 | alcance | verificado | [leader] CUANTIFICADO las 4 partes (w4): furring channel 770.02 LF, carrying channel 314.58 LF, hanger wire 524.74 LF, ceiling track 190.87 LF; A04.01 + A09.33; spacing basis ASTM C754 because the set has no GWB suspension detail -> RFI-w4-01/02.
ALC-13 | alcance | verificado | [leader] CUANTIFICADO: office bulkheads BH-105..110 (w2, 8/9/10 A12.01) + CSR soffit SOFFIT-01 (w4, 1/4/9 A12.08, 10/A09.33) + Waiting 104 drop edge (w4, 7/A09.33); open points RFI-w4-04/05/06.
ALC-14 | alcance | verificado | [w3] Canopy/marquee framing and sheathing quantified in EXT-CANOPY-N/W/E/S (fascia 240.8 LF; soffit 1459.1 SF) - see EXT-CANOPY.
ALC-15 | alcance | verificado | [w3] Column wraps EXIST although the text scan did not find 'column wrap/furring': the plan calls them 'DETAIL @ CANOPY COLUMN' 5/A09.25 (4 columns grid 1) and 'DETAIL @ STOREFRONT PIER' 1/A09.25, 2/A09.25 (HSS at F/2, F/4, called from 1/A12.10). Quantified as EXT-COL-1 and EXT-PIERS. Images img/5_A09.25_canopy_column_enclosure.jpg, img/1_A09.25_storefront_pier_grid2.jpg, img/2_A09.25_storefront_pier_grid4.jpg.
ALC-16 | alcance | verificado | [w5] Quantified: 300.166 LF FRT blocking + FRT plywood (see BLOCKING).
ALC-17 | alcance | verificado | [w5] Quantified: duct framed openings, FD grilles, GWB ceiling devices, recessed accessories (TA-2/13/14), 1 EA access panel A04.01 KN4. FEC-1/2 pending RFI-w5-09; APs per M00.01 note 16 RFI-w5-04.
ALC-18 | alcance | verificado | [w5] Project-level: corner bead 8,9,10/A12.01 office bulkheads/jambs, 9/A12.08 CSR soffit, A09.33 'CORNER BEAD - TYPICAL', A08.21 coiling grille; casing bead 4/A12.01 A1K 'APPROPRIATE METAL TRIM AND CASING BEADS'; shadow molding 8,9/A12.01 + A09.33; J-bead A09.31 (exterior transition); control joints: NO interior GWB CJ on any interior sheet (A02.01, A11.0x, A12.0x searched) - CJ marks on A04.01 are at exterior canopy soffit (w4) and A09.01/A09.22 stucco CJ (exterior, not GWB); reveals A09.26 = ACM exterior (not Div 09). Per-wall LF counted by w1-w4.
ALC-19 | alcance | verificado | [w1] Acoustical sealant 466.62 LF (A1/A5 bottom both sides 3/A12.01; B and A1K top+bottom both sides 1/A12.01, 4/A12.01) and batt insulation 1944.31 SF (schedule INSULATION YES on A1, A5, A1K, B). Images det1/det3/det4 crops.
ALC-20 | alcance | verificado | [w5] FRP WC-3 309.5 SF net (113+114), FRP WC-2 16 SF janitor (A05.01 KN6, 6/A12.04), both 'GC GC' per A00.40; cement board: no wall tile, only 6" CT-12C base -> trade alt 31.8 SF (RFI-w5-01); 'EXTERIOR CEMENT BOARD' A09.26/A09.27 = exterior cladding -> frontera exterior worker.
ALC-21 | alcance | verificado | [w5] NO APLICA: A12.01 partition schedule (A1,A1K,A5,A5K,A6,A8,B,B2,C1,F,G,G1) has no shaft-wall / area-separation type; text search of all 94 pages: no 'SHAFT WALL'/'AREA SEPARATION'/'SHAFTLINER'/'C-H STUD' (only S5.11 'BRACING TO STUD').
ALC-22 | alcance | pendiente_rfi | [w5] A12.01 schedules: FIRE RATING '--' and U.L. NUMBER '--' for every type -> no rated assemblies. Scan hits are NOT assemblies: A02.01 KN6/E02.02 note 29 = fire-rated plywood backboard (PLY-KN6); A05.01 KN11 'DO NOT PAINT OVER FIRE RATED STAMP' (plywood); E00.01 note 8, M00.01 note 11, M03.01 = conditional 'where rated'; E04.02 = typical firestop detail. CONFLICT: M01.01 shows 4 FD at Electrical 120/NER 121 walls (B type, unrated) -> RFI-w5-03.
ALC-23 | alcance | verificado | [w1] Ballistic panel 3/8" UL752 level-2 fiberglass 72.54 SF on A1K-01 + A1K-02 (to 8'-0" per 4/A12.01 WALL CONSTRUCTION SHALL INCLUDE) + 3/8" gyp 8'-0" to structure 53.04 SF. Side of panel on A1K-01 and concealed faces -> RFI-w1-04 (does not change ballistic SF). Image /home/user/boa3/workers/w1/det4_A1201_partition_A1K_A5K.jpg
ALC-24 | alcance | verificado | [w5] Level 5: A00.40 WC-18 'WALL SURFACE TO BE LEVEL 5' (offices 105-110, 1 wall each per A05.01 tags) = (4 x 11'-9 1/4" + 2 x 11'-7 1/2") x 9'-0" (A04.01 ACT-4 9'-0") = 633.0 SF [DERIVADO]; WC-22 media wall (A00.40 + A05.01 KN10 'PROVIDE LEVEL 5 FINISH') on C1 #36 waiting face - width EQ-EQ not printed [PENDIENTE]; WC-20 (A05.01 KN9) not tagged anywhere -> RFI-w5-14. Rest Level 4 (default, not stated - see revisar).

## Excluded (double count)
Id | Worker | Motivo
C1-01 | w2 | R2: storefront pier F/4 quantified by w3 EXT-PIERS from 2/A09.25 DETAIL @ STOREFRONT PIER (called by 1/A12.10). Excluded to avoid double count; RFI-L-02.
C1-02 | w2 | R2: storefront pier F/2 quantified by w3 EXT-PIERS from 1/A09.25 DETAIL @ STOREFRONT PIER (called by 1/A12.10). Excluded to avoid double count; RFI-L-02.
OPN-116 | w2 | R1: door 116 header/jambs/top track already inside w1 A5-03 (A5 wall owns the opening, band x=1622.16-1633.08 pt). Excluded to avoid double count.
CIELO-100 access panel | w4 | R7: same 2'x2' access panel (A04.01 key note 4, Vestibule 100) is in w5 MEP-AP-KN4 with its framing. Excluded to avoid double count.

## Info by others
Item | Worker | Material | Unit | Net
EXT-N1 | w3 | spray foam insulation in 6" stud cavity - BY OTHERS / verify (SF) | SF | 234.2
EXT-N2 | w3 | spray foam insulation in 6" stud cavity - BY OTHERS / verify (SF) | SF | 247.2
EXT-N3 | w3 | spray foam insulation in 6" stud cavity - BY OTHERS / verify (SF) | SF | 225.2
EXT-E1 | w3 | spray foam insulation in 6" stud cavity - BY OTHERS / verify (SF) | SF | 818.8
EXT-E2 | w3 | spray foam insulation in 6" stud cavity - BY OTHERS / verify (SF) | SF | 439.8
EXT-S1 | w3 | spray foam insulation in 6" stud cavity - BY OTHERS / verify (SF) | SF | 885.9
EXT-W1 | w3 | spray foam insulation in 6" stud cavity - BY OTHERS / verify (SF) | SF | 439.8
EXT-W2 | w3 | spray foam insulation in 6" stud cavity - BY OTHERS / verify (SF) | SF | 363
EXT-W3 | w3 | spray foam insulation in 6" stud cavity - BY OTHERS / verify (SF) | SF | 76.2
EXT-W4 | w3 | spray foam insulation in 6" stud cavity - BY OTHERS / verify (SF) | SF | 491.9

## Workers
Worker | Scope | Inicio_utc | Fin_utc | Items | Rfis
w1 | interior partitions A1/A1K/A5/B + default A1 | 2026-10-14T01:38:41Z | 2026-10-14T02:04:22Z | 20 | 10
w2 | B2/B2K/C1/F/G/G1 + office bulkheads + door headers | 2026-10-14T01:38:42Z | 2026-10-14T01:59:43Z | 39 | 8
w3 | exterior walls, parapet, canopy, column enclosures | Wed Oct 14 01:38:41 UTC 2026 | Wed Oct 14 02:01:16 UTC 2026 | 16 | 10
w4 | GWB ceilings, suspension, soffits | 2026-10-14T01:38:41Z | 2026-10-14T01:53:43Z | 6 | 8
w5 | blocking, wet zones, MEP, FRP, scope verdicts | 2026-10-14T01:38:41Z | 2026-10-14T02:11:21Z | 124 | 15